## Sheet1
State | Facility | ORISPL | Unit | County | Commerical Operation Date | Heat Input Capacity (MMBtu/hr) | Assoc. EIA Gen Nameplate (MW) | Facility Latitude | Facility Longitude | Program(s) | Unit Type | Fuel (Primary) | Fuel (Secondary) | NOx Control(s) | Source Category | SIC Code Description | 2003 Avg. NOx Rate (lb/MMBtu) | 2003 NOx (tons) | 2003 Heat Input (MMBtu) | 2004 Avg. NOx Rate (lb/MMBtu) | 2004 NOx (tons) | 2004 Heat Input (MMBtu) | 2005 Avg. NOx Rate (lb/MMBtu) | 2005 NOx (tons) | 2005 Heat Input (MMBtu) | 2006 Avg. NOx Rate (lb/MMBtu) | 2006 NOx (tons) | 2006 Heat Input (MMBtu) | 2007 Avg. NOx Rate (lb/MMBtu) | 2007 NOx (tons) | 2007 Heat Input (MMBtu) | 2008 Avg. NOx Rate (lb/MMBtu) | 2008 NOx (tons) | 2008 Heat Input (MMBtu) | 2009 Avg. NOx Rate (lb/MMBtu) | 2009 NOx (tons) | 2009 Heat Input (MMBtu) | 2010 Avg. NOx Rate (lb/MMBtu) | 2010 NOx (tons) | 2010 Heat Input (MMBtu) | 2011 Avg. NOx Rate (lb/MMBtu) | 2011 NOx (tons) | 2011 Heat Input (MMBtu) | 2012 Avg. NOx Rate (lb/MMBtu) | 2012 NOx (tons) | 2012 Heat Input (MMBtu) | 2011 O.S. Heat Input Capacity Factor | Existing Post Combustion NOx Control | Assumed NOx Controls | Lowest 2003 - 2012 O.S. Avg. NOx Rate (lb/MMBTU) | Estimated NOx Emissions Rate (lb/MMBTU) | Estimated O.S. NOx Mass Emissions After Assumed Controls & State Comments (tons) | Shutdown/Announced Revison | Shutdown/Revision Notes/Assumptions | Estimated O.S. NOx Mass Emissions After Assumed Controls/State Comments/Shutdowns/Modifications/Replacement Power (tons) | Delta 2011 & Shutdowns/Mods/Replacement w/2011 Baseline (tons)
AL | AMEA Sylacauga Plant | 56018 | 1 | Talladega | 2004-05-04 | 500 | 49.3 | 33.1661 | -86.2825 | ARP, CAIRNOX, CAIROS, CAIRSO2, TRNOX, TRNOXOS, TRSO2G2 | Combustion turbine | Pipeline Natural Gas |  | Water Injection | Electric Utility |  |  |  | 951156.3 | 0.544 | 7.455 | 27487.4 | 0.0758 | 0.156 | 4103.3 | 0.076 | 5.181 | 136343.4 | 0.0787 | 4.068 | 103253.8 | 0.076 | 1.113 | 29269.3 | 0.0772 | 0.894 | 23192.2 | 0.081 | 2.26 | 55807.8 | 0.08 | 1.5 | 38222 | 0.0802 | 1.6 | 40311.7 | 2.1 | Water Injection | Low Ozone Season Rate | 0.0758 | 0.0758 | 1.4 |  |  | 1.4
AL | AMEA Sylacauga Plant | 56018 | 2 | Talladega | 2004-05-04 | 500 | 49.3 | 33.1661 | -86.2825 | ARP, CAIRNOX, CAIROS, CAIRSO2, TRNOX, TRNOXOS, TRSO2G2 | Combustion turbine | Pipeline Natural Gas |  | Water Injection | Electric Utility |  |  |  | 810471.925 | 0.7001 | 3.734 | 10668.3 | 0.089 | 3.317 | 74561.4 | 0.089 | 5.576 | 125289.4 | 0.0913 | 5.514 | 120789.6 | 0.089 | 1.523 | 34224.3 | 0.1054 | 0.745 | 16673.4 | 0.064 | 1.864 | 58286.7 | 0.064 | 1.5 | 48354.5 | 0.0638 | 1.3 | 39978.8 | 2.6 | Water Injection | Low Ozone Season Rate | 0.0638 | 0.0638 | 1.5 |  |  | 1.5
AL | Barry | 3 | 1 | Mobile | 1954-02-12 | 2322 | 153.1 | 31.0069 | -88.0103 | ARP | Tangentially-fired | Coal | Diesel Oil, Pipeline Natural Gas | Low NOx Burner Technology w/ Closed-coupled OFA | Electric Utility | Electric Services | 0.4422 | 941.739 | 4386719.312 | 0.3797 | 671.391 | 3664495.261 | 0.3421 | 729.908 | 4380408.584 | 0.3137 | 663.456 | 4314937.441 | 0.2606 | 566.626 | 4551002.876 | 0.3428 | 659.98 | 4055840.32 | 0.4123 | 156.91 | 789896.275 | 0.4003 | 387.078 | 1964341.95 | 0.4841 | 479.8 | 2022152.3 | 0.3624 | 142 | 713469.5 | 23.7 | SNCR | New SCR | 0.2606 | 0.1303 | 129.1 |  |  | 129.1
AL | Barry | 3 | 2 | Mobile | 1954-07-12 | 2359 | 153.1 | 31.0069 | -88.0103 | ARP | Tangentially-fired | Coal | Diesel Oil, Pipeline Natural Gas | Low NOx Burner Technology w/ Closed-coupled OFA (Began May 30, 2003) | Electric Utility | Electric Services | 0.4332 | 830.853 | 3934119.927 | 0.3787 | 666.488 | 3637149.907 | 0.3422 | 717.762 | 4350591.633 | 0.3134 | 666.425 | 4355445.309 | 0.2605 | 564.769 | 4545046.123 | 0.3435 | 638.282 | 3932476.43 | 0.3551 | 389.656 | 2297644.05 | 0.3929 | 519.87 | 2758181.925 | 0.4907 | 309.5 | 1308118.6 | 0.4124 | 76.2 | 372628.6 | 15.1 | SNCR | New SCR | 0.2605 | 0.13025 | 82.2 |  |  | 82.2
AL | Barry | 3 | 3 | Mobile | 1959-07-15 | 4318 | 272 | 31.0069 | -88.0103 | ARP | Tangentially-fired | Coal | Diesel Oil, Pipeline Natural Gas | Low NOx Burner Technology w/ Closed-coupled OFA | Electric Utility | Electric Services | 0.4439 | 1748.431 | 8132971.955 | 0.3794 | 1171.294 | 6382053.619 | 0.3418 | 1332.427 | 8038381.291 | 0.3158 | 937.425 | 6043834.834 | 0.2626 | 951.885 | 7516220.883 | 0.3431 | 1080.332 | 6645313.726 | 0.3835 | 1212.171 | 6670547.675 | 0.4233 | 947.027 | 4534994.025 | 0.491 | 701.3 | 2918389.6 | 0.4433 | 509.4 | 2285425.5 | 18.4 | SNCR | New SCR | 0.2626 | 0.1313 | 187.5 |  |  | 187.5
AL | Barry | 3 | 4 | Mobile | 1969-12-31 | 6372 | 403.7 | 31.0069 | -88.0103 | ARP | Tangentially-fired | Coal | Diesel Oil, Pipeline Natural Gas | Low NOx Burner Technology w/ Separated OFA | Electric Utility | Electric Services | 0.2828 | 1694.57 | 12300000 | 0.2618 | 1082.299 | 8888683.575 | 0.2934 | 1650.059 | 11700000 | 0.2449 | 1290.476 | 11000000 | 0.2626 | 1322.229 | 10600000 | 0.2262 | 1165.532 | 10500000 | 0.2772 | 1079.574 | 8156300.8 | 0.2717 | 1034.667 | 8080805.425 | 0.3007 | 1204.3 | 8205211.7 | 0.2944 | 1157.1 | 8204548.8 | 35.1 | SNCR | New SCR | 0.2262 | 0.1131 | 453 |  |  | 453
AL | Barry | 3 | 5 | Mobile | 1971-10-19 | 11057 | 788.8 | 31.0069 | -88.0103 | ARP | Tangentially-fired | Coal | Diesel Oil, Pipeline Natural Gas | Low NOx Burner Technology w/ Separated OFA | Electric Utility | Electric Services | 0.3278 | 4374.85 | 26700000 | 0.3265 | 3309.233 | 20400000 | 0.3088 | 3736.708 | 24100000 | 0.349 | 3900.932 | 22600000 | 0.3073 | 3885.984 | 25200000 | 0.0846 | 1072.69 | 26000000 | 0.0773 | 846.885 | 22400000 | 0.0603 | 577.968 | 19400000 | 0.0737 | 525.3 | 14400000 | 0.0775 | 713.6 | 18900000 | 35.5 | SCR | Existing SCR | 0.0603 | 0.0603 | 429.8 |  |  | 429.8
AL | Barry | 3 | 6A | Mobile | 2000-03-14 | 3000 | 170.1 | 31.0069 | -88.0103 | CAIRNOX, CAIROS, CAIRSO2, TRNOX, TRNOXOS, TRSO2G2, ARP | Combined cycle | Pipeline Natural Gas |  | Dry Low NOx Burners<br>Selective Catalytic Reduction | Electric Utility |  | 0.0125 | 14.226 | 3151849.05 | 0.0156 | 11.269 | 2176405.475 | 0.0191 | 8.931 | 1619652.875 | 0.0124 | 16.265 | 3508006.475 | 0.0138 | 16.283 | 3103114.875 | 0.0172 | 16.977 | 2904747.325 | 0.0117 | 27.212 | 5258901.325 | 0.0105 | 25.287 | 5402171.9 | 0.0094 | 28.7 | 6306585.5 | 0.0083 | 25.2 | 6242079.3 | 57.2 | Dry Low NOx Burners<br>Selective Catalytic Reduction | Existing SCR | 0.0083 | 0.0083 | 25.4 |  |  | 25.4
AL | Barry | 3 | 6B | Mobile | 2000-03-21 | 3000 | 170.1 | 31.0069 | -88.0103 | CAIRNOX, CAIROS, CAIRSO2, TRNOX, TRNOXOS, TRSO2G2, ARP | Combined cycle | Pipeline Natural Gas |  | Dry Low NOx Burners<br>Selective Catalytic Reduction | Electric Utility |  | 0.0114 | 12.623 | 2864486.925 | 0.0126 | 10.6 | 2154262.475 | 0.0222 | 11.258 | 1721827.575 | 0.0146 | 19.362 | 3565163.425 | 0.0161 | 16.934 | 3142830.05 | 0.0222 | 20.559 | 2982202.225 | 0.0108 | 23.561 | 4969999.4 | 0.01 | 25.228 | 5475234.15 | 0.0106 | 30.7 | 6029569.6 | 0.0077 | 22.7 | 6206614.6 | 54.7 | Dry Low NOx Burners<br>Selective Catalytic Reduction | Existing SCR | 0.0077 | 0.0077 | 22.3 |  |  | 22.3
AL | Barry | 3 | 7A | Mobile | 2001-01-13 | 3000 | 170.1 | 31.0069 | -88.0103 | CAIRNOX, CAIROS, CAIRSO2, TRNOX, TRNOXOS, TRSO2G2, ARP | Combined cycle | Pipeline Natural Gas |  | Dry Low NOx Burners<br>Selective Catalytic Reduction | Electric Utility |  | 0.0114 | 12.837 | 2868938.075 | 0.0097 | 9.972 | 2331069.875 | 0.0129 | 15.741 | 3062159.875 | 0.0112 | 15.981 | 3524156.1 | 0.0111 | 14.621 | 3394633.525 | 0.0176 | 20.312 | 3240818.05 | 0.0103 | 23.4 | 4932800.65 | 0.011 | 27.48 | 5306351.825 | 0.0095 | 26.5 | 5826775.1 | 0.009 | 25.9 | 6198335.2 | 52.9 | Dry Low NOx Burners<br>Selective Catalytic Reduction | Existing SCR | 0.009 | 0.009 | 25.1 |  |  | 25.1
AL | Barry | 3 | 7B | Mobile | 2001-01-18 | 3000 | 170.1 | 31.0069 | -88.0103 | CAIRNOX, CAIROS, CAIRSO2, TRNOX, TRNOXOS, TRSO2G2, ARP | Combined cycle | Pipeline Natural Gas |  | Dry Low NOx Burners<br>Selective Catalytic Reduction | Electric Utility |  | 0.0105 | 14.365 | 3259954.85 | 0.0132 | 11.242 | 2346589.35 | 0.0124 | 13.589 | 3000052.05 | 0.0106 | 14.565 | 3355658.575 | 0.0111 | 14.883 | 3338878.225 | 0.0139 | 17.576 | 2979282.9 | 0.0111 | 22.801 | 4536701.475 | 0.0113 | 26.265 | 5068646.55 | 0.0098 | 26.1 | 5625648.2 | 0.0098 | 26.3 | 6054766.9 | 51.1 | Dry Low NOx Burners<br>Selective Catalytic Reduction | Existing SCR | 0.0098 | 0.0098 | 26.1 |  |  | 26.1
AL | Calhoun Energy Center | 55409 | CT1 | Calhoun | 2003-01-30 | 1940 | 187 | 33.5883 | -85.9731 | ARP, CAIRNOX, CAIROS, CAIRSO2, TRNOX, TRNOXOS, TRSO2G2 | Combustion turbine | Pipeline Natural Gas | Diesel Oil | Dry Low NOx Burners<br>Water Injection | Electric Utility |  | 0.0542 | 3.137 | 184063.646 | 0.0611 | 5.013 | 223973.914 | 0.0518 | 10.766 | 558518.759 | 0.0452 | 12.866 | 820823.692 | 0.0409 | 17.74 | 1164028.632 | 0.0443 | 10.243 | 672329.928 | 0.0424 | 3.474 | 224826.04 | 0.0483 | 13.198 | 703757.146 | 0.0498 | 9.9 | 508691 | 0.0438 | 8.3 | 469875.6 | 7.1 | Dry Low NOx Burners<br>Water Injection | Low Ozone Season Rate | 0.0409 | 0.0409 | 8.1 |  |  | 8.1
AL | Calhoun Energy Center | 55409 | CT2 | Calhoun | 2003-02-26 | 1940 | 187 | 33.5883 | -85.9731 | ARP, CAIRNOX, CAIROS, CAIRSO2, TRNOX, TRNOXOS, TRSO2G2 | Combustion turbine | Pipeline Natural Gas | Diesel Oil | Dry Low NOx Burners<br>Water Injection | Electric Utility |  | 0.073 | 10.914 | 388910.871 | 0.0515 | 4.535 | 263467.32 | 0.0496 | 10.387 | 604826.98 | 0.0443 | 15.098 | 956431.273 | 0.0442 | 17.942 | 1081973.711 | 0.0519 | 8.386 | 452656.377 | 0.0443 | 2.957 | 178734.546 | 0.0439 | 11.405 | 631661.041 | 0.0463 | 7.8 | 420379 | 0.0403 | 6.2 | 375928.9 | 5.9 | Dry Low NOx Burners<br>Water Injection | Low Ozone Season Rate | 0.0403 | 0.0403 | 6.8 |  |  | 6.8
AL | Calhoun Energy Center | 55409 | CT3 | Calhoun | 2003-03-25 | 1940 | 187 | 33.5883 | -85.9731 | ARP, CAIRNOX, CAIROS, CAIRSO2, TRNOX, TRNOXOS, TRSO2G2 | Combustion turbine | Pipeline Natural Gas | Diesel Oil | Dry Low NOx Burners<br>Water Injection | Electric Utility |  | 0.0744 | 11.058 | 346223.61 | 0.0513 | 4.061 | 246006.959 | 0.0508 | 11.555 | 624321.207 | 0.0452 | 15.873 | 979739.359 | 0.0417 | 20.486 | 1264139.04 | 0.0439 | 10.914 | 658809.239 | 0.0435 | 4.194 | 240298.655 | 0.0442 | 13.159 | 749677.77 | 0.0443 | 12.2 | 701678.2 | 0.039 | 6.5 | 396430.4 | 9.8 | Dry Low NOx Burners<br>Water Injection | Low Ozone Season Rate | 0.039 | 0.039 | 10.7 |  |  | 10.7
AL | Calhoun Energy Center | 55409 | CT4 | Calhoun | 2003-04-23 | 1940 | 187 | 33.5883 | -85.9731 | ARP, CAIRNOX, CAIROS, CAIRSO2, TRNOX, TRNOXOS, TRSO2G2 | Combustion turbine | Pipeline Natural Gas | Diesel Oil | Dry Low NOx Burners<br>Water Injection | Electric Utility |  | 0.0779 | 3.866 | 142782.776 | 0.0602 | 3.647 | 180885.552 | 0.0525 | 9.801 | 543237.188 | 0.0472 | 19.475 | 1072196.205 | 0.0484 | 20.015 | 1100112.666 | 0.0504 | 10.68 | 629483.866 | 0.044 | 3.384 | 197283.003 | 0.0417 | 11.027 | 642444.766 | 0.0434 | 11.3 | 643842.5 | 0.0421 | 9.8 | 580676.8 | 9 | Dry Low NOx Burners<br>Water Injection | Low Ozone Season Rate | 0.0417 | 0.0417 | 10.9 |  |  | 10.9
AL | Charles R Lowman | 56 | 1 | Washington | 1969-03-01 | 1119 | 66 | 31.4858 | -87.9106 | ARP | Dry bottom wall-fired boiler | Coal |  | Low NOx Burner Technology (Dry Bottom only) | Electric Utility | Electric Services | 0.3974 | 624.708 | 3106263.3 | 0.4417 | 596.528 | 2672767.75 | 0.4078 | 628.564 | 3033444.575 | 0.4223 | 631.536 | 2911725.2 | 0.4297 | 661.644 | 3019500.017 | 0.3755 | 486.827 | 2552895.779 | 0.3558 | 501.361 | 2705832.287 | 0.3809 | 562.092 | 2846852.095 | 0.2355 | 240 | 1899292.9 | 0.3178 | 13.2 | 68144.4 | 46.2 |  | New SCR | 0.2355 | 0.06 | 61.2 |  |  | 61.2
AL | Charles R Lowman | 56 | 2 | Washington | 1979-03-01 | 3103 | 236 | 31.4858 | -87.9106 | ARP | Dry bottom wall-fired boiler | Coal |  | Overfire Air | Electric Utility | Electric Services | 0.4782 | 1991.558 | 8250538.7 | 0.4861 | 1686.05 | 6867456.85 | 0.4876 | 2030.081 | 8227856.775 | 0.4726 | 2104.228 | 8833329.6 | 0.4715 | 2029.699 | 8459170.928 | 0.3589 | 1278.552 | 7068438.056 | 0.2453 | 383.627 | 3117951.41 | 0.3363 | 1018.105 | 5916417.33 | 0.164 | 595.1 | 7558089.8 | 0.1844 | 482.8 | 5010936.5 | 66.3 | SCR | Existing SCR | 0.164 | 0.164 | 595.1 |  |  | 595.1
AL | Charles R Lowman | 56 | 3 | Washington | 1980-05-01 | 3010 | 236 | 31.4858 | -87.9106 | ARP | Dry bottom wall-fired boiler | Coal |  | Overfire Air | Electric Utility | Electric Services | 0.4665 | 2043.748 | 8681476.55 | 0.4535 | 1658.977 | 7259274.85 | 0.4599 | 2060.453 | 8847726.85 | 0.4681 | 2120.077 | 8949300.975 | 0.4693 | 2022.66 | 8472325.43 | 0.4022 | 1582.606 | 7763084.789 | 0.1447 | 521.556 | 7420093.915 | 0.3612 | 1461.041 | 7738924.896 | 0.0585 | 246.5 | 8677432.8 | 0.185 | 563.5 | 5969133.2 | 78.5 | SCR | Existing SCR | 0.0585 | 0.0585 | 246.5 |  |  | 246.5
AL | Colbert | 47 | 1 | Colbert | 1954-12-23 | 2463 | 200 | 34.7439 | -87.8486 | ARP, NBP | Dry bottom wall-fired boiler | Coal |  | Low NOx Burner Technology (Dry Bottom only) | Electric Utility | Electric Services | 0.4111 | 1244.366 | 5740945.047 | 0.3955 | 911.728 | 4345378.578 | 0.3859 | 1215.865 | 5963749.817 | 0.4052 | 1209.498 | 5817751.688 | 0.393 | 1142.091 | 5598066.015 | 0.4479 | 1233.461 | 5372611.12 | 0.3304 | 452.12 | 2553722.088 | 0.4048 | 1028.509 | 4973113.064 | 0.4246 | 760.4 | 3528165.8 | 0.4147 | 909.7 | 4349203.1 | 39 |  | New SCR | 0.3304 | 0.06 | 107.4 | 11/25/13 Update Shutdown | Gas Combined Cycle Replacement | 16.8 | 743.6
AL | Colbert | 47 | 2 | Colbert | 1955-01-29 | 2869 | 200 | 34.7439 | -87.8486 | ARP, NBP | Dry bottom wall-fired boiler | Coal |  | Low NOx Burner Technology (Dry Bottom only) | Electric Utility | Electric Services | 0.4094 | 1176.048 | 5456492.991 | 0.3968 | 870.854 | 4158366.556 | 0.3817 | 1189.144 | 5891244.968 | 0.4046 | 1179.27 | 5685337.34 | 0.3924 | 998.939 | 4907981.441 | 0.4464 | 1183.306 | 5174349.304 | 0.3875 | 81.919 | 412534.013 | 0.4063 | 963.67 | 4632141.545 | 0.4243 | 1008.1 | 4702189.7 | 0.4141 | 936.7 | 4487945.2 | 44.6 |  | New SCR | 0.3817 | 0.06 | 142.6 | 11/25/13 Update Shutdown | Gas Combined Cycle Replacement | 22.3 | 985.7
AL | Colbert | 47 | 3 | Colbert | 1955-06-16 | 2805 | 200 | 34.7439 | -87.8486 | ARP, NBP | Dry bottom wall-fired boiler | Coal |  | Low NOx Burner Technology (Dry Bottom only) | Electric Utility | Electric Services | 0.4136 | 1104.379 | 5096643.862 | 0.395 | 933.147 | 4468385.017 | 0.392 | 1169.707 | 5686171.393 | 0.4052 | 1166.976 | 5612839.295 | 0.393 | 1158.655 | 5685683.896 | 0.4492 | 1053.733 | 4567347.114 | 0.3803 | 161.409 | 818422.136 | 0.4022 | 807.186 | 3948246.086 | 0.4255 | 992.7 | 4595697.7 | 0.4146 | 837.1 | 4004834.7 | 44.6 |  | New SCR | 0.3803 | 0.06 | 140 | 11/25/13 Update Shutdown | Gas Combined Cycle Replacement | 21.8 | 970.9
AL | Colbert | 47 | 4 | Colbert | 1955-10-16 | 2716 | 200 | 34.7439 | -87.8486 | ARP, NBP | Dry bottom wall-fired boiler | Coal |  | Low NOx Burner Technology (Dry Bottom only)<br>Other (Began Dec 30, 2003) | Electric Utility | Electric Services | 0.4092 | 1129.971 | 5266375.527 | 0.3941 | 873.5 | 4254228.543 | 0.3812 | 1117.965 | 5659053.627 | 0.4056 | 1199.193 | 5783707.203 | 0.393 | 1144.747 | 5646170.09 | 0.4495 | 1192.625 | 5189414.948 | 0.3722 | 402.547 | 2053120.094 | 0.4059 | 1015.738 | 4910556.82 | 0.4295 | 1028.1 | 4718607.4 | 0.415 | 697.4 | 3333246.1 | 47.3 |  | New SCR | 0.3722 | 0.06 | 143.6 | 11/25/13 Update Shutdown | Gas Combined Cycle Replacement | 22.4 | 1005.7
AL | Colbert | 47 | 5 | Colbert | 1965-09-01 | 8070 | 550 | 34.7439 | -87.8486 | ARP, NBP | Dry bottom wall-fired boiler | Coal |  | Selective Catalytic Reduction<br>Low NOx Burner Technology (Dry Bottom only) | Electric Utility | Electric Services | 0.4004 | 3140.11 | 15600000 | 0.0434 | 239.182 | 11300000 | 0.0434 | 246.142 | 11700000 | 0.0414 | 261.857 | 13200000 | 0.0385 | 268.917 | 14100000 | 0.0454 | 263.596 | 12600000 | 0.063 | 113.967 | 3872175.975 | 0.0498 | 230.732 | 9623952.799 | 0.0737 | 329.2 | 9533818.1 | 0.062 | 125.6 | 4395810.5 | 32.2 | SCR | Existing SCR | 0.0385 | 0.0385 | 172 | 11/25/13 Update Shutdown | Gas Combined Cycle Replacement | 45.3 | 283.9
AL | Colbert | 47 | CCT1 | Colbert | 1972-03-01 | 760 | 59.5 | 34.7439 | -87.8486 | CAIRNOX, CAIROS, CAIRSO2, TRNOX, TRNOXOS, TRSO2G2 | Combustion turbine | Pipeline Natural Gas | Diesel Oil |  | Electric Utility |  | 0.657 | 4.115 | 12524.7 | 0.5507 | 0.555 | 2003.8 | 0.5725 | 1.347 | 5226.9 | 0.4973 | 1.065 | 4675.1 | 0.4965 | 0.112 | 618.1 | 0.693 | 0.237 | 683 | 0.693 | 0.194 | 558.9 | 0.6929 | 6.987 | 20162.8 | 0.4189 | 1.1 | 5262 | 0.4418 | 0.2 | 1178 | 0.2 | None Reported | Water Injection | 0.4189 | 0.25134 | 0.6 |  |  | 0.6
AL | Colbert | 47 | CCT2 | Colbert | 1972-03-01 | 760 | 59.5 | 34.7439 | -87.8486 | CAIRNOX, CAIROS, CAIRSO2, TRNOX, TRNOXOS, TRSO2G2 | Combustion turbine | Pipeline Natural Gas | Diesel Oil |  | Electric Utility |  | 0.657 | 4.111 | 12513.7 | 0.6116 | 0.55 | 1854.9 | 0.4975 | 0.781 | 3410 | 0.4881 | 1.238 | 5296 | 0.3736 | 0.652 | 3825.1 | 0.693 | 0.252 | 727 | 0.693 | 0.195 | 563.1 | 0.4418 | 0.833 | 3874.1 | 0.4494 | 1.2 | 5505 | 0.4418 | 0.4 | 1545 | 0.2 | None Reported | Water Injection | 0.3736 | 0.22416 | 0.6 |  |  | 0.6
AL | Colbert | 47 | CCT3 | Colbert | 1972-03-01 | 760 | 59.5 | 34.7439 | -87.8486 | CAIRNOX, CAIROS, CAIRSO2, TRNOX, TRNOXOS, TRSO2G2 | Combustion turbine | Pipeline Natural Gas | Diesel Oil |  | Electric Utility |  | 0.657 | 4.503 | 13706.9 | 0.4709 | 0.783 | 3362.5 | 0.6573 | 0.317 | 965 | 0.4378 | 1.114 | 5601 | 0.3737 | 0.554 | 3263.9 | 0.693 | 0.283 | 816 | 0.693 | 0.154 | 445 | 0.4418 | 0.624 | 3180.9 | 0.4324 | 0.8 | 4082 | 0.4697 | 0.6 | 2513.1 | 0.1 | None Reported | Water Injection | 0.3737 | 0.22422 | 0.4 |  |  | 0.4
AL | Colbert | 47 | CCT4 | Colbert | 1972-03-01 | 760 | 59.5 | 34.7439 | -87.8486 | CAIRNOX, CAIROS, CAIRSO2, TRNOX, TRNOXOS, TRSO2G2 | Combustion turbine | Pipeline Natural Gas | Diesel Oil |  | Electric Utility |  | 0.5322 | 2.323 | 9103.4 | 0.6573 | 0.338 | 1028 | 0.6583 | 0.232 | 705 | 0.4254 | 0.607 | 3399.9 | 0.3668 | 0.861 | 5078 | 0.6935 | 0.355 | 1025.1 | 0.693 | 0.309 | 892 | 0.4698 | 0.551 | 2247.9 | 0.4494 | 1.1 | 5393.1 | 0.4922 | 0.4 | 1591 | 0.2 | None Reported | Water Injection | 0.3668 | 0.22008 | 0.5 |  |  | 0.5
AL | Colbert | 47 | CCT5 | Colbert | 1972-03-01 | 760 | 59.5 | 34.7439 | -87.8486 | CAIRNOX, CAIROS, CAIRSO2, TRNOX, TRNOXOS, TRSO2G2 | Combustion turbine | Pipeline Natural Gas | Diesel Oil |  | Electric Utility |  | 0.6566 | 4.113 | 12520.2 | 0.657 | 0.338 | 1027.9 | 0.4975 | 0.49 | 2310.1 | 0.4018 | 0.78 | 3822 | 0.4652 | 0.121 | 684 | 0.5807 | 0.247 | 718 | 0.693 | 0.222 | 641.1 | 0.425 | 0.906 | 4528 | 0.4697 | 0.4 | 1846 |  |  |  | 0.1 | None Reported | Water Injection | 0.4018 | 0.24108 | 0.2 |  |  | 0.2
AL | Colbert | 47 | CCT6 | Colbert | 1972-03-01 | 760 | 59.5 | 34.7439 | -87.8486 | CAIRNOX, CAIROS, CAIRSO2, TRNOX, TRNOXOS, TRSO2G2 | Combustion turbine | Pipeline Natural Gas | Diesel Oil |  | Electric Utility |  | 0.657 | 4.377 | 13324 | 0.6568 | 0.423 | 1287 | 0.6564 | 0.774 | 2354.9 | 0.5931 | 1.068 | 3572 | 0.4014 | 0.149 | 852 | 0.6278 | 0.239 | 696.9 | 0.693 | 0.209 | 603.9 | 0.4324 | 0.74 | 3600 | 0.4698 | 0.4 | 1874.9 | 0.559 | 1.3 | 4183.9 | 0.1 | None Reported | Water Injection | 0.4014 | 0.24084 | 0.2 |  |  | 0.2
AL | Colbert | 47 | CCT7 | Colbert | 1972-03-01 | 760 | 59.5 | 34.7439 | -87.8486 | CAIRNOX, CAIROS, CAIRSO2, TRNOX, TRNOXOS, TRSO2G2 | Combustion turbine | Pipeline Natural Gas | Diesel Oil |  | Electric Utility |  | 0.6567 | 4.091 | 12454.2 | 0.657 | 0.4 | 1219 | 0.4973 | 0.861 | 3826 | 0.5098 | 0.76 | 3410.1 | 0.4032 | 0.132 | 748.9 | 0.5807 | 0.274 | 798.4 | 0.6932 | 0.377 | 1089 | 0.4138 | 0.57 | 2901 | 0.4918 | 0.4 | 1368 | 0.4252 | 0.4 | 1971 | 0 | None Reported | Water Injection | 0.4032 | 0.24192 | 0.2 |  |  | 0.2
AL | Colbert | 47 | CCT8 | Colbert | 1972-03-01 | 760 | 59.5 | 34.7439 | -87.8486 | CAIRNOX, CAIROS, CAIRSO2, TRNOX, TRNOXOS, TRSO2G2 | Combustion turbine | Pipeline Natural Gas | Diesel Oil |  | Electric Utility |  | 0.6567 | 4.237 | 12898.5 | 0.6573 | 0.446 | 1356.9 | 0.6111 | 1.2 | 3663.3 | 0.6562 | 0.33 | 1004.1 | 0.4656 | 0.235 | 1092 | 0.6373 | 0.687 | 1991.5 | 0.693 | 0.39 | 1125.8 | 0.358 | 0.505 | 2818.2 | 0.693 | 0.5 | 1420.1 | 0.358 | 0.3 | 1456.1 | 0.1 | None Reported | Water Injection | 0.358 | 0.2148 | 0.2 |  |  | 0.2
AL | Decatur Energy Center | 55292 | CTG-1 | Morgan | 2002-03-28 | 2236 | 210.8 | 34.6292 | -87.0214 | ARP, CAIRNOX, CAIROS, CAIRSO2, TRNOX, TRNOXOS, TRSO2G2 | Combined cycle | Pipeline Natural Gas |  | Dry Low NOx Burners<br>Selective Catalytic Reduction | Electric Utility |  | 0.0568 | 14.957 | 1002110.725 | 0.0715 | 5.124 | 448757.775 | 0.1548 | 9.672 | 547114.4 | 0.0674 | 19.676 | 3037134.2 | 0.0451 | 18.401 | 2973054.45 | 0.0174 | 7.915 | 1365117.644 | 0.0098 | 15.092 | 3477264.292 | 0.0093 | 18.145 | 4048901.594 | 0.009 | 22.7 | 5110940.1 | 0.0093 | 16.8 | 3737137.1 | 62.2 | Dry Low NOx Burners<br>Selective Catalytic Reduction | Existing SCR | 0.009 | 0.009 | 22.7 |  |  | 22.7
AL | Decatur Energy Center | 55292 | CTG-2 | Morgan | 2002-03-28 | 2236 | 210.8 | 34.6292 | -87.0214 | ARP, CAIRNOX, CAIROS, CAIRSO2, TRNOX, TRNOXOS, TRSO2G2 | Combined cycle | Pipeline Natural Gas |  | Dry Low NOx Burners<br>Selective Catalytic Reduction | Electric Utility |  | 0.0546 | 14.903 | 1050093.225 | 0.0572 | 8.587 | 914946.175 | 0.1905 | 13.961 | 805288.95 | 0.048 | 21.881 | 3451902.475 | 0.0375 | 12.427 | 2063746.85 | 0.0371 | 14.019 | 1583152.553 | 0.0109 | 17.257 | 3860516.38 | 0.0086 | 16.111 | 3989732.217 | 0.0085 | 19.7 | 4730169 | 0.0093 | 16.2 | 3659581.4 | 57.6 | Dry Low NOx Burners<br>Selective Catalytic Reduction | Existing SCR | 0.0085 | 0.0085 | 19.7 |  |  | 19.7
AL | Decatur Energy Center | 55292 | CTG-3 | Morgan | 2003-03-06 | 2236 | 210.8 | 34.6292 | -87.0214 | ARP, CAIRNOX, CAIROS, CAIRSO2, TRNOX, TRNOXOS, TRSO2G2 | Combined cycle | Pipeline Natural Gas |  | Dry Low NOx Burners<br>Selective Catalytic Reduction | Electric Utility |  | 0.2652 | 72.603 | 979257.825 | 0.1755 | 13.289 | 671249.975 | 0.2486 | 24.16 | 946555.3 | 0.022 | 18.384 | 3328665.975 | 0.0478 | 20.052 | 3209220.75 | 0.0172 | 10.295 | 1827276.15 | 0.0087 | 14.482 | 3762932.388 | 0.0085 | 18.505 | 4493661.465 | 0.0091 | 22.4 | 5045777.6 | 0.0092 | 18 | 4088049.6 | 61.5 | Dry Low NOx Burners<br>Selective Catalytic Reduction | Existing SCR | 0.0085 | 0.0085 | 20.9 |  |  | 20.9
AL | Discover | 55138 | 1A | Lee | 1999-06-22 | 415 | 51.5 | 32.5412 | -85.0384 | CAIRNOX, CAIROS, CAIRSO2, TRNOX, TRNOXOS, TRSO2G2 | Combustion turbine | Pipeline Natural Gas |  | Water Injection | Electric Utility |  | 0.1375 | 0.018 | 190.15 | 0.117 | 0.013 | 180.5 | 0.1734 | 0.983 | 9829.55 | 0.2118 | 2.637 | 21900.338 | 0.2088 | 3.338 | 29855.804 | 0.1913 | 0.321 | 2898.684 |  |  |  | 0.2207 | 2.589 | 22063.979 | 0.1925 | 1.3 | 12009.7 | 0.2099 | 6 | 51888.3 | 0.8 | Water Injection | Low Ozone Season Rate | 0.117 | 0.117 | 0.8 |  |  | 0.8
AL | Discover | 55138 | 1B | Lee | 1999-06-22 | 415 | 51.5 | 32.5412 | -85.0384 | CAIRNOX, CAIROS, CAIRSO2, TRNOX, TRNOXOS, TRSO2G2 | Combustion turbine | Pipeline Natural Gas |  | Water Injection | Electric Utility |  | 0.1545 | 0.019 | 188.175 | 0.1545 | 0.024 | 253.675 | 0.1848 | 0.992 | 10204.575 | 0.3987 | 3.708 | 22677.244 | 0.2065 | 3.319 | 30543.942 | 0.1908 | 0.318 | 3017.984 |  |  |  | 0.2033 | 2.247 | 20392.087 | 0.4447 | 2.1 | 12215.7 | 0.2371 | 6.7 | 51983.7 | 0.8 | Water Injection | Low Ozone Season Rate | 0.1545 | 0.1545 | 0.7 |  |  | 0.7
AL | Discover | 55138 | 2A | Lee | 1999-06-19 | 415 | 51.5 | 32.5412 | -85.0384 | CAIRNOX, CAIROS, CAIRSO2, TRNOX, TRNOXOS, TRSO2G2 | Combustion turbine | Pipeline Natural Gas |  | Water Injection | Electric Utility |  | 0.1315 | 0.01 | 131.775 | 0.118 | 0.018 | 253.575 | 0.1825 | 1.171 | 11525.825 | 0.1953 | 2.167 | 20395.165 | 0.1865 | 2.949 | 28975.558 | 0.2383 | 0.351 | 2723.093 | 0.092 | 0 | 7.14 | 0.1835 | 2.061 | 20553.638 | 0.4404 | 2.2 | 9882.9 | 0.1914 | 5.3 | 49332.9 | 0.6 | Water Injection | Low Ozone Season Rate | 0.092 | 0.092 | 0.5 |  |  | 0.5
AL | Discover | 55138 | 2B | Lee | 1999-06-19 | 415 | 51.5 | 32.5412 | -85.0384 | CAIRNOX, CAIROS, CAIRSO2, TRNOX, TRNOXOS, TRSO2G2 | Combustion turbine | Pipeline Natural Gas |  | Water Injection | Electric Utility |  | 0.8107 | 0.09 | 169 | 0.1415 | 0.03 | 275.975 | 0.1852 | 1.239 | 13014.325 | 0.3069 | 1.485 | 12211.675 | 0.1858 | 2.918 | 31750.593 | 0.1643 | 0.264 | 3000.19 | 0.087 | 0 | 7.04 | 0.1916 | 2.113 | 22432.971 | 0.8583 | 3.8 | 8943.1 | 0.402 | 9.4 | 46670.8 | 0.6 | Water Injection | Low Ozone Season Rate | 0.087 | 0.087 | 0.4 |  |  | 0.4
AL | E B Harris Generating Plant | 7897 | 1A | Autauga | 2003-02-05 | 2457 | 185 | 32.3814 | -86.5736 | ARP, CAIRNOX, CAIROS, CAIRSO2, TRNOX, TRNOXOS, TRSO2G2 | Combined cycle | Pipeline Natural Gas |  | Dry Low NOx Burners<br>Selective Catalytic Reduction | Electric Utility |  | 0.0076 | 4.48 | 1774393.025 | 0.0204 | 8.843 | 1852671.975 | 0.0425 | 22.352 | 2334435.9 | 0.0185 | 19.756 | 3530790.05 | 0.0191 | 25.6 | 4072487.425 | 0.0195 | 20.537 | 3306245.375 | 0.0214 | 23.446 | 3598660.1 | 0.0204 | 28.16 | 4285863.625 | 0.0212 | 27.8 | 4280318 | 0.0133 | 27.5 | 5620530.7 | 47.4 | Dry Low NOx Burners<br>Selective Catalytic Reduction | Existing SCR | 0.0076 | 0.0076 | 10 |  |  | 10
AL | E B Harris Generating Plant | 7897 | 1B | Autauga | 2003-01-20 | 2505.2 | 185 | 32.3814 | -86.5736 | ARP, CAIRNOX, CAIROS, CAIRSO2, TRNOX, TRNOXOS, TRSO2G2 | Combined cycle | Pipeline Natural Gas |  | Dry Low NOx Burners<br>Selective Catalytic Reduction | Electric Utility |  | 0.0082 | 4.325 | 1753405.175 | 0.0138 | 6.366 | 1802923.55 | 0.0642 | 48.59 | 2312333.825 | 0.0181 | 20.53 | 3623848.475 | 0.0187 | 24.914 | 4068086.1 | 0.0194 | 20.725 | 3337655.125 | 0.0194 | 22.482 | 3640934.2 | 0.0248 | 28.29 | 3816405.35 | 0.0194 | 25 | 4229783.2 | 0.0106 | 27 | 6019875.2 | 46 | Dry Low NOx Burners<br>Selective Catalytic Reduction | Existing SCR | 0.0082 | 0.0082 | 10.6 |  |  | 10.6
AL | E B Harris Generating Plant | 7897 | 2A | Autauga | 2003-03-22 | 2482.3 | 185 | 32.3814 | -86.5736 | ARP, CAIRNOX, CAIROS, CAIRSO2, TRNOX, TRNOXOS, TRSO2G2 | Combined cycle | Pipeline Natural Gas |  | Dry Low NOx Burners<br>Selective Catalytic Reduction | Electric Utility |  | 0.0684 | 15.664 | 960932.625 | 0.0278 | 10.881 | 1423425.45 | 0.0583 | 33.155 | 2059567.225 | 0.0259 | 19.625 | 2778868.125 | 0.0249 | 25.168 | 3376080.1 | 0.0313 | 18.48 | 2210333.875 | 0.0316 | 27.662 | 3219840.525 | 0.0195 | 26.36 | 4325666.35 | 0.0159 | 27.7 | 5042780 | 0.0126 | 26.1 | 5452251.7 | 55.3 | Dry Low NOx Burners<br>Selective Catalytic Reduction | Existing SCR | 0.0126 | 0.0126 | 22 |  |  | 22
AL | E B Harris Generating Plant | 7897 | 2B | Autauga | 2003-03-23 | 2457 | 185 | 32.3814 | -86.5736 | ARP, CAIRNOX, CAIROS, CAIRSO2, TRNOX, TRNOXOS, TRSO2G2 | Combined cycle | Pipeline Natural Gas |  | Dry Low NOx Burners<br>Selective Catalytic Reduction | Electric Utility |  | 0.059 | 13.432 | 951645.5 | 0.0244 | 9.137 | 1374883.375 | 0.0436 | 23.13 | 1945111.525 | 0.0228 | 17.623 | 2737215.325 | 0.0214 | 21.361 | 3255506.1 | 0.0308 | 18.649 | 2213834.375 | 0.0243 | 21.795 | 3152866.2 | 0.0169 | 23.439 | 4227760.2 | 0.0126 | 24.1 | 5005976.7 | 0.0115 | 24.5 | 5406025.7 | 55.5 | Dry Low NOx Burners<br>Selective Catalytic Reduction | Existing SCR | 0.0115 | 0.0115 | 22 |  |  | 22
AL | E C Gaston | 26 | 1 | Shelby | 1960-05-01 | 5462 | 272 | 33.2442 | -86.4567 | ARP, NBP | Dry bottom wall-fired boiler | Coal | Diesel Oil | Low NOx Burner Technology (Dry Bottom only)<br>Overfire Air | Electric Utility | Electric Services | 0.4744 | 1415.877 | 5865219.14 | 0.4432 | 1310.701 | 5778543.48 | 0.3861 | 1282.201 | 6545925.08 | 0.3526 | 997.243 | 5600976.571 | 0.3846 | 1297.369 | 6540354.764 | 0.397 | 1441.255 | 7017755.438 | 0.3903 | 634.831 | 3141609.925 | 0.391 | 721.994 | 3425573.45 | 0.417 | 1508.8 | 6986296.7 | 0.3898 | 1043.3 | 5128401.2 | 34.8 |  | New SCR | 0.3526 | 0.06 | 217.1 |  |  | 217.1
AL | E C Gaston | 26 | 2 | Shelby | 1960-07-01 | 5324 | 272 | 33.2442 | -86.4567 | ARP, NBP | Dry bottom wall-fired boiler | Coal | Diesel Oil | Low NOx Burner Technology (Dry Bottom only) | Electric Utility | Electric Services | 0.4909 | 2030.059 | 8043788.71 | 0.4453 | 1327.125 | 5821531.245 | 0.3869 | 1292.489 | 6551888.62 | 0.3541 | 1031.137 | 5728829.229 | 0.3832 | 1168.032 | 5947046.536 | 0.3951 | 1079.745 | 5332827.062 | 0.401 | 1024.712 | 5034675.125 | 0.4124 | 1186.417 | 5327366.175 | 0.4201 | 1520.6 | 6962419.9 | 0.3926 | 1128.1 | 5492090.3 | 35.6 |  | New SCR | 0.3541 | 0.06 | 217.2 |  |  | 217.2
AL | E C Gaston | 26 | 3 | Shelby | 1960-06-01 | 5077.2 | 272 | 33.2442 | -86.4567 | ARP, NBP | Dry bottom wall-fired boiler | Coal | Diesel Oil | Low NOx Burner Technology (Dry Bottom only) | Electric Utility | Electric Services | 0.4557 | 1801.735 | 7820797.188 | 0.4906 | 1551.8 | 6158928.432 | 0.4483 | 1349.551 | 5888782.191 | 0.384 | 1064.643 | 5397677.705 | 0.4039 | 1403.587 | 6723354.588 | 0.4299 | 1709.666 | 7821066.66 | 0.4149 | 839.409 | 3932556.5 | 0.4071 | 1346.106 | 6290355.8 | 0.448 | 1458.1 | 6218401.5 | 0.3842 | 1042.1 | 5060080.5 | 33.4 |  | New SCR | 0.384 | 0.06 | 195.3 |  |  | 195.3
AL | E C Gaston | 26 | 4 | Shelby | 1962-06-01 | 3635 | 244.8 | 33.2442 | -86.4567 | ARP, NBP | Dry bottom wall-fired boiler | Coal | Diesel Oil | Low NOx Burner Technology (Dry Bottom only) | Electric Utility | Electric Services | 0.4552 | 1760.152 | 7619220.412 | 0.4961 | 1420.612 | 5620092.418 | 0.4453 | 1811.42 | 8061131.059 | 0.3853 | 1122.235 | 5671560.495 | 0.4031 | 1127.092 | 5426779.612 | 0.4312 | 1587.325 | 7222463.74 | 0.379 | 479.165 | 2423173.525 | 0.4085 | 1224.809 | 5750877.675 | 0.4451 | 1585.9 | 6719703.7 | 0.3847 | 1045.3 | 5051310.3 | 50.3 |  | New SCR | 0.379 | 0.06 | 213.8 |  |  | 213.8
AL | E C Gaston | 26 | 5 | Shelby | 1974-08-02 | 16078 | 952 | 33.2442 | -86.4567 | ARP, NBP | Tangentially-fired | Coal | Diesel Oil | Low NOx Burner Technology w/ Separated OFA | Electric Utility | Electric Services | 0.4195 | 5891.024 | 27900000 | 0.4118 | 4129.917 | 19800000 | 0.4114 | 5104.009 | 24400000 | 0.0804 | 1130.208 | 28900000 | 0.076 | 1019.945 | 27800000 | 0.1544 | 1621.295 | 22400000 | 0.0897 | 958.927 | 22600000 | 0.0784 | 1047.971 | 27000000 | 0.1006 | 1385.2 | 27900000 | 0.2031 | 2655.7 | 25700000 | 47.3 | SCR | Existing SCR | 0.076 | 0.076 | 1046.5 |  |  | 1046.5
AL | Gadsden | 7 | 1 | Etowah | 1949-04-08 | 1142 | 69 | 34.0128 | -85.9708 | ARP, NBP | Tangentially-fired | Coal | Diesel Oil, Pipeline Natural Gas |  | Electric Utility | Electric Services | 0.538 | 556.562 | 2028808.4 | 0.5063 | 255.213 | 972916.85 | 0.5322 | 401.967 | 1473466.25 | 0.5331 | 380.351 | 1404705.775 | 0.511 | 456.962 | 1773487.175 | 0.5988 | 623.962 | 2034439.05 | 0.3842 | 244.557 | 1276737.375 | 0.5191 | 263.981 | 1022038.825 | 0.4866 | 329.1 | 1352460.6 | 0.1734 | 125.6 | 1183904.2 | 32.3 |  | New SNCR | 0.1734 | 0.10404 | 70.4 |  |  | 70.4
AL | Gadsden | 7 | 2 | Etowah | 1949-07-21 | 1090 | 69 | 34.0128 | -85.9708 | ARP, NBP | Tangentially-fired | Coal | Diesel Oil, Pipeline Natural Gas |  | Electric Utility | Electric Services | 0.5393 | 434.819 | 1582685.4 | 0.4782 | 280.289 | 1148145.725 | 0.5076 | 350.923 | 1361221.475 | 0.5 | 320.392 | 1260163.55 | 0.5244 | 356.707 | 1353845.875 | 0.5692 | 545.951 | 1873360.2 | 0.4469 | 59.124 | 252852.3 | 0.5407 | 173.231 | 636094.725 | 0.5105 | 86 | 330326.7 | 0.3141 | 44.9 | 218205.9 | 8.3 |  | New SNCR | 0.3141 | 0.18846 | 31.7 |  |  | 31.7
AL | Gorgas | 8 | 6 | Walker | 1951-04-24 | 3096 | 125 | 33.6446 | -87.2003 | ARP, NBP | Dry bottom wall-fired boiler | Coal | Diesel Oil | Low NOx Burner Technology (Dry Bottom only) (Began Mar 26, 2003) | Electric Utility | Electric Services | 0.4168 | 628.155 | 3008515.647 | 0.4183 | 418.528 | 2002515.395 | 0.4286 | 729.574 | 3415660.949 | 0.4283 | 528.804 | 2476890.425 | 0.4532 | 566.418 | 2510841.711 | 0.4407 | 666.91 | 3036126.393 | 0.4481 | 105.146 | 452457.55 | 0.4292 | 292.104 | 1343546.1 | 0.4365 | 375.2 | 1659264.8 | 0.4282 | 51.7 | 233873.2 | 14.6 |  | New SCR | 0.4168 | 0.06 | 51.6 |  |  | 51.6
AL | Gorgas | 8 | 7 | Walker | 1952-07-15 | 2319 | 125 | 33.6446 | -87.2003 | ARP, NBP | Dry bottom wall-fired boiler | Coal | Diesel Oil | Low NOx Burner Technology (Dry Bottom only) (Began Mar 11, 2003) | Electric Utility | Electric Services | 0.4184 | 698.323 | 3324187.878 | 0.4222 | 640.188 | 3029168.83 | 0.4303 | 696.892 | 3244917.126 | 0.4338 | 619.782 | 2858262.5 | 0.4603 | 535.717 | 2319054.289 | 0.4402 | 702.427 | 3194135.882 | 0.4536 | 117.07 | 504787.3 | 0.428 | 298.234 | 1373507.5 | 0.4505 | 409.4 | 1819370.5 | 0.4251 | 54.9 | 245516.5 | 21.4 |  | New SCR | 0.4184 | 0.06 | 54.5 |  |  | 54.5
AL | Gorgas | 8 | 8 | Walker | 1956-05-31 | 3062 | 187.5 | 33.6446 | -87.2003 | ARP, NBP | Tangentially-fired | Coal | Diesel Oil | Low NOx Burner Technology w/ Closed-coupled/Separated OFA | Electric Utility | Electric Services | 0.3962 | 995.641 | 5009725.825 | 0.3784 | 767.504 | 4074331.625 | 0.3751 | 882.234 | 4710861.65 | 0.368 | 792.229 | 4258522.275 | 0.3828 | 971.251 | 5057122.225 | 0.2426 | 631.726 | 4946751.505 | 0.2001 | 264.547 | 2552551.925 | 0.1826 | 330.228 | 3559691.8 | 0.1727 | 276.4 | 3054975 | 0.2396 | 368.8 | 2981415.6 | 27.2 |  | New SCR | 0.1727 | 0.06 | 96 |  |  | 96
AL | Gorgas | 8 | 9 | Walker | 1958-06-03 | 2778 | 190.4 | 33.6446 | -87.2003 | ARP, NBP | Tangentially-fired | Coal | Diesel Oil | Low NOx Burner Technology w/ Closed-coupled/Separated OFA | Electric Utility | Electric Services | 0.3921 | 851.019 | 4325680.475 | 0.3832 | 753.228 | 3951669.9 | 0.3713 | 808.886 | 4392010.625 | 0.3792 | 778.467 | 4134315.75 | 0.3818 | 816.763 | 4292276.675 | 0.2425 | 662.701 | 5057809.186 | 0.1762 | 406.118 | 4210133.825 | 0.1772 | 353.464 | 3908195.5 | 0.1805 | 247.4 | 2657936.1 | 0.1949 | 172.8 | 1750782.8 | 26.1 |  | New SCR | 0.1762 | 0.06 | 82.2 |  |  | 82.2
AL | Gorgas | 8 | 10 | Walker | 1972-10-27 | 17436 | 788.8 | 33.6446 | -87.2003 | ARP, NBP | Tangentially-fired | Coal | Diesel Oil | Low NOx Burner Technology w/ Separated OFA<br>Selective Catalytic Reduction | Electric Utility | Electric Services | 0.0676 | 849.959 | 26700000 | 0.0636 | 600.217 | 19700000 | 0.0694 | 853.358 | 25100000 | 0.068 | 748.881 | 22800000 | 0.0949 | 1061.653 | 23400000 | 0.234 | 2352.09 | 21400000 | 0.1714 | 1863.71 | 22400000 | 0.1751 | 1817.852 | 21100000 | 0.1786 | 1725.8 | 19900000 | 0.1929 | 1181.9 | 12400000 | 31 | SCR | Existing SCR | 0.0636 | 0.0636 | 614.6 |  |  | 614.6
AL | Greene County | 10 | 1 | Greene | 1965-06-11 | 3386 | 299.2 | 32.6017 | -87.7811 | ARP, NBP | Cell burner boiler | Coal | Diesel Oil, Pipeline Natural Gas | Low NOx Cell Burner (Began Dec 15, 2003)<br>Overfire Air (Began Dec 15, 2003) | Electric Utility | Electric Services | 0.7605 | 3192.866 | 8231360.475 | 0.3325 | 1048.582 | 6373615.4 | 0.3271 | 1320.866 | 7975312.9 | 0.2984 | 1153.417 | 7651007.5 | 0.272 | 1126.712 | 8152111.675 | 0.228 | 958.467 | 8272223.95 | 0.3645 | 1251.632 | 6982726.8 | 0.3509 | 1187.448 | 6752031.225 | 0.3348 | 1161.2 | 6968124.4 | 0.4071 | 1237.7 | 6176174.9 | 56 |  | New SCR | 0.228 | 0.06 | 208.1 |  |  | 208.1
AL | Greene County | 10 | 2 | Greene | 1966-07-30 | 3334 | 269.2 | 32.6017 | -87.7811 | ARP, NBP | Dry bottom wall-fired boiler | Coal | Diesel Oil, Pipeline Natural Gas | Low NOx Burner Technology (Dry Bottom only) | Electric Utility | Electric Services | 0.4244 | 1789.313 | 8347180.825 | 0.3176 | 1064.76 | 6668913.925 | 0.3595 | 1482.545 | 8310629.825 | 0.338 | 1429.256 | 8417579.2 | 0.329 | 1512.799 | 9095465.85 | 0.2678 | 1186.896 | 8753440.225 | 0.3689 | 759.741 | 4172392.15 | 0.352 | 985.078 | 5573208.225 | 0.3364 | 1138.1 | 6789144.9 | 0.4121 | 1152.3 | 5686158.5 | 55.5 |  | New SCR | 0.2678 | 0.06 | 203 |  |  | 203
AL | Greene County | 10 | CT10 | Greene | 1996-05-29 | 1294 | 80 | 32.6017 | -87.7811 | CAIRNOX, CAIROS, CAIRSO2, TRNOX, TRNOXOS, TRSO2G2, ARP | Combustion turbine | Pipeline Natural Gas | Diesel Oil | Water Injection | Electric Utility |  | 0.1176 | 9.682 | 157461.45 | 0.0874 | 3.716 | 82881.875 | 0.1678 | 6.386 | 75786.175 | 0.0785 | 7.838 | 198695.7 | 0.0866 | 10.738 | 253232.35 | 0.0766 | 4.644 | 121520.775 | 0.0735 | 2.641 | 71589.175 | 0.0814 | 1.342 | 32658.275 | 0.0815 | 4.4 | 107272.8 | 0.0738 | 2.1 | 56071.1 | 2.3 | Water Injection | Low Ozone Season Rate | 0.0735 | 0.0735 | 4 |  |  | 4
AL | Greene County | 10 | CT2 | Greene | 1996-05-29 | 1375 | 80 | 32.6017 | -87.7811 | CAIRNOX, CAIROS, CAIRSO2, TRNOX, TRNOXOS, TRSO2G2, ARP | Combustion turbine | Pipeline Natural Gas | Diesel Oil | Water Injection | Electric Utility |  | 0.1098 | 9.004 | 158523.375 | 0.0888 | 3.199 | 71254 | 0.1514 | 10.593 | 143974.975 | 0.0919 | 11.804 | 258577.625 | 0.0849 | 20.371 | 479222.425 | 0.0819 | 4.551 | 106695.725 | 0.0729 | 5.18 | 140009.825 | 0.0709 | 2.192 | 61045.25 | 0.066 | 3.6 | 108273.8 | 0.067 | 3.5 | 105372 | 2.1 | Water Injection | Low Ozone Season Rate | 0.066 | 0.066 | 3.6 |  |  | 3.6
AL | Greene County | 10 | CT3 | Greene | 1995-05-29 | 1307.2 | 80 | 32.6017 | -87.7811 | CAIRNOX, CAIROS, CAIRSO2, TRNOX, TRNOXOS, TRSO2G2, ARP | Combustion turbine | Pipeline Natural Gas | Diesel Oil | Water Injection | Electric Utility |  | 0.109 | 6.899 | 125358.45 | 0.0973 | 3.387 | 68712.325 | 0.1321 | 4.898 | 71004.725 | 0.0805 | 12.513 | 309997.15 | 0.0752 | 16.642 | 442119.375 | 0.0694 | 2.902 | 83907.55 | 0.0588 | 6.112 | 207217.45 | 0.0604 | 1.511 | 49739.225 | 0.0662 | 3.9 | 117034.9 | 0.0627 | 3.4 | 111953.4 | 2.4 | Water Injection | Low Ozone Season Rate | 0.0588 | 0.0588 | 3.4 |  |  | 3.4
AL | Greene County | 10 | CT4 | Greene | 1995-05-29 | 1294 | 80 | 32.6017 | -87.7811 | CAIRNOX, CAIROS, CAIRSO2, TRNOX, TRNOXOS, TRSO2G2, ARP | Combustion turbine | Pipeline Natural Gas | Diesel Oil | Water Injection | Electric Utility |  | 0.0875 | 3.595 | 83547 | 0.0924 | 3.836 | 86559.35 | 0.1992 | 17.4 | 169578.275 | 0.0772 | 10.931 | 282793.275 | 0.0787 | 14.336 | 362453.8 | 0.069 | 1.448 | 42136.55 | 0.0744 | 5.203 | 139372.775 | 0.0765 | 1.239 | 32333.875 | 0.0689 | 2.2 | 62292.2 | 0.078 | 2.5 | 63922 | 1.3 | Water Injection | Low Ozone Season Rate | 0.0689 | 0.0689 | 2.2 |  |  | 2.2
AL | Greene County | 10 | CT5 | Greene | 1995-05-29 | 1294 | 80 | 32.6017 | -87.7811 | CAIRNOX, CAIROS, CAIRSO2, TRNOX, TRNOXOS, TRSO2G2, ARP | Combustion turbine | Pipeline Natural Gas | Diesel Oil | Water Injection | Electric Utility |  | 0.1263 | 10.504 | 164721.9 | 0.0743 | 3.221 | 88222.9 | 0.1918 | 12.027 | 126833.9 | 0.0702 | 7.657 | 219382.375 | 0.0726 | 10.357 | 287869.45 | 0.0617 | 2.499 | 80904.675 | 0.0618 | 4.568 | 149589.575 | 0.0633 | 0.704 | 22396.35 | 0.0619 | 2.1 | 66994.8 | 0.059 | 2.2 | 76985 | 1.4 | Water Injection | Low Ozone Season Rate | 0.059 | 0.059 | 2 |  |  | 2
AL | Greene County | 10 | CT6 | Greene | 1995-05-29 | 1308.9 | 80 | 32.6017 | -87.7811 | CAIRNOX, CAIROS, CAIRSO2, TRNOX, TRNOXOS, TRSO2G2, ARP | Combustion turbine | Pipeline Natural Gas | Diesel Oil | Water Injection | Electric Utility |  | 0.1137 | 10.522 | 179438.925 | 0.0814 | 2.99 | 73868.325 | 0.0866 | 4.885 | 110530.475 | 0.0751 | 10.131 | 268557.6 | 0.0724 | 13.08 | 362334.95 | 0.063 | 2.83 | 90722.825 | 0.0671 | 4.446 | 134135.525 | 0.0723 | 0.432 | 11928.25 | 0.0623 | 2.4 | 75847.1 | 0.0653 | 1.4 | 46207.1 | 1.6 | Water Injection | Low Ozone Season Rate | 0.0623 | 0.0623 | 2.4 |  |  | 2.4
AL | Greene County | 10 | CT7 | Greene | 1995-05-29 | 1294 | 80 | 32.6017 | -87.7811 | CAIRNOX, CAIROS, CAIRSO2, TRNOX, TRNOXOS, TRSO2G2, ARP | Combustion turbine | Pipeline Natural Gas | Diesel Oil | Water Injection | Electric Utility |  | 0.1065 | 7.878 | 141537.275 | 0.0868 | 3.391 | 76576.35 | 0.1828 | 15.371 | 166907.575 | 0.0904 | 12.64 | 280011.925 | 0.074 | 11.44 | 314290.775 | 0.0716 | 4.588 | 127806.575 | 0.0756 | 3.047 | 81630 | 0.0727 | 0.726 | 20177.6 | 0.0718 | 2.9 | 79937.3 | 0.0729 | 2 | 54511.1 | 1.7 | Water Injection | Low Ozone Season Rate | 0.0716 | 0.0716 | 2.8 |  |  | 2.8
AL | Greene County | 10 | CT8 | Greene | 1996-05-29 | 1655 | 80 | 32.6017 | -87.7811 | CAIRNOX, CAIROS, CAIRSO2, TRNOX, TRNOXOS, TRSO2G2, ARP | Combustion turbine | Pipeline Natural Gas | Diesel Oil | Water Injection | Electric Utility |  | 0.1034 | 10.005 | 183577.475 | 0.0767 | 3.089 | 79767.525 | 0.1461 | 9.183 | 121758.55 | 0.0814 | 7.042 | 172425.125 | 0.0823 | 8.906 | 216227.45 | 0.0803 | 2.225 | 54303.625 | 0.0709 | 2.567 | 73167.375 | 0.0659 | 1.489 | 45216.6 | 0.0624 | 3.8 | 125354.1 | 0.0676 | 2.4 | 73921.2 | 2.1 | Water Injection | Low Ozone Season Rate | 0.0624 | 0.0624 | 3.8 |  |  | 3.8
AL | Greene County | 10 | CT9 | Greene | 1996-05-29 | 1334.7 | 80 | 32.6017 | -87.7811 | CAIRNOX, CAIROS, CAIRSO2, TRNOX, TRNOXOS, TRSO2G2, ARP | Combustion turbine | Pipeline Natural Gas | Diesel Oil | Water Injection | Electric Utility |  | 0.1252 | 13.109 | 205301.9 | 0.0743 | 3.358 | 90448.65 | 0.2031 | 15.964 | 152820.525 | 0.0779 | 6.78 | 182329.85 | 0.0753 | 8.896 | 246246.425 | 0.0746 | 2.013 | 55398.375 | 0.0619 | 2.14 | 72255.15 | 0.0705 | 0.849 | 25421.1 | 0.0607 | 3.7 | 126672.1 | 0.0619 | 2.3 | 75842.9 | 2.6 | Water Injection | Low Ozone Season Rate | 0.0607 | 0.0607 | 3.7 |  |  | 3.7
AL | Hillabee Energy Center | 55411 | CT1 | Tallapoosa | 2009-10-06 | 3000 | 258.4 | 33 | -85.9031 | ARP, CAIRNOX, CAIROS, CAIRSO2, TRNOX, TRNOXOS, TRSO2G2 | Combined cycle | Pipeline Natural Gas |  | Dry Low NOx Burners<br>Selective Catalytic Reduction | Electric Utility | [22 empty] | 0.0159 | 31.561 | 5765782.393 | 0.0122 | 33.6 | 6768392.8 | 0.0086 | 36.9 | 8675016.2 | 61.4 | Dry Low NOx Burners<br>Selective Catalytic Reduction | Existing SCR | 0.0086 | 0.0086 | 23.7 |  |  | 23.7
AL | Hillabee Energy Center | 55411 | CT2 | Tallapoosa | 2009-11-05 | 3000 | 258.4 | 33 | -85.9031 | ARP, CAIRNOX, CAIROS, CAIRSO2, TRNOX, TRNOXOS, TRSO2G2 | Combined cycle | Pipeline Natural Gas |  | Dry Low NOx Burners<br>Selective Catalytic Reduction | Electric Utility | [22 empty] | 0.011 | 22.564 | 5361431.591 | 0.0117 | 26 | 5582323.6 | 0.0095 | 37.3 | 8281124.7 | 50.7 | Dry Low NOx Burners<br>Selective Catalytic Reduction | Existing SCR | 0.0095 | 0.0095 | 21.1 |  |  | 21.1
AL | Hog Bayou Energy Center | 55241 | COG01 | Mobile | 2001-03-07 | 2493 | 200 | 30.7478 | -88.0575 | ARP, CAIRNOX, CAIROS, CAIRSO2, TRNOX, TRNOXOS, TRSO2G2 | Combined cycle | Pipeline Natural Gas | Diesel Oil | Dry Low NOx Burners<br>Water Injection<br>Selective Catalytic Reduction | Electric Utility |  | 0.0356 | 6.592 | 582777.475 | 0.0546 | 12.382 | 751452.125 | 0.0538 | 1.821 | 132960.075 | 0.0634 | 2.55 | 145650.3 | 0.0392 | 6.783 | 596675.225 | 0.0458 | 12.846 | 1012021.634 | 0.0197 | 11.308 | 1672963.982 | 0.0248 | 14.872 | 2109035.371 | 0.0288 | 18.3 | 2485971.2 | 0.0177 | 19.8 | 3258758.9 | 27.2 | Dry Low NOx Burners<br>Water Injection<br>Selective Catalytic Reduction | Existing SCR | 0.0177 | 0.0177 | 11.2 |  |  | 11.2
AL | James H Miller Jr | 6002 | 1 | Jefferson | 1978-10-12 | 11845 | 705.5 | 33.6319 | -87.0597 | ARP, NBP | Dry bottom wall-fired boiler | Coal | Diesel Oil, Pipeline Natural Gas | Low NOx Burner Technology (Dry Bottom only) | Electric Utility | Electric Services | 0.279 | 2984.818 | 21200000 | 0.2639 | 2531.403 | 19100000 | 0.0736 | 819.507 | 22600000 | 0.066 | 873.881 | 26500000 | 0.0661 | 904.422 | 27500000 | 0.0672 | 791.593 | 24400000 | 0.0674 | 819.993 | 24300000 | 0.0721 | 855.804 | 24100000 | 0.0656 | 783.9 | 24500000 | 0.072 | 763 | 21200000 | 56.3 | SCR | Existing SCR | 0.0656 | 0.0656 | 783.9 |  |  | 783.9
AL | James H Miller Jr | 6002 | 2 | Jefferson | 1985-05-01 | 10117 | 705.5 | 33.6319 | -87.0597 | ARP, NBP | Dry bottom wall-fired boiler | Coal | Diesel Oil, Pipeline Natural Gas | Low NOx Burner Technology (Dry Bottom only) | Electric Utility | Electric Services | 0.2413 | 2814.512 | 23100000 | 0.2563 | 2496.939 | 19300000 | 0.0667 | 849.141 | 25600000 | 0.0688 | 884.028 | 25800000 | 0.0674 | 860.519 | 25800000 | 0.0667 | 825.238 | 24700000 | 0.068 | 793.506 | 23700000 | 0.0671 | 860.303 | 26000000 | 0.0538 | 692.5 | 25800000 | 0.0616 | 665 | 21600000 | 69.5 | SCR | Existing SCR | 0.0538 | 0.0538 | 692.5 |  |  | 692.5
AL | James H Miller Jr | 6002 | 3 | Jefferson | 1989-05-01 | 9489 | 705.5 | 33.6319 | -87.0597 | ARP, NBP | Dry bottom wall-fired boiler | Coal | Diesel Oil, Pipeline Natural Gas | Selective Catalytic Reduction (Began Mar 18, 2003)<br>Low NOx Burner Technology (Dry Bottom only) | Electric Utility | Electric Services | 0.061 | 773.907 | 25600000 | 0.0622 | 638.745 | 20600000 | 0.0657 | 843.669 | 25700000 | 0.0634 | 818.22 | 25900000 | 0.0677 | 873.172 | 25800000 | 0.0682 | 808.026 | 23700000 | 0.0707 | 778.526 | 22500000 | 0.0665 | 901.154 | 27200000 | 0.0739 | 883.8 | 24800000 | 0.0715 | 786.4 | 22000000 | 71.3 | SCR | Existing SCR | 0.061 | 0.061 | 729.5 |  |  | 729.5
AL | James H Miller Jr | 6002 | 4 | Jefferson | 1991-03-05 | 11520 | 705.5 | 33.6319 | -87.0597 | ARP, NBP | Dry bottom wall-fired boiler | Coal | Diesel Oil, Pipeline Natural Gas | Selective Catalytic Reduction (Began Mar 28, 2003)<br>Low NOx Burner Technology (Dry Bottom only) | Electric Utility | Electric Services | 0.0632 | 750.465 | 24000000 | 0.0577 | 568.155 | 19700000 | 0.066 | 797.613 | 24400000 | 0.0667 | 805.047 | 24300000 | 0.0662 | 802.137 | 24300000 | 0.063 | 690.284 | 22300000 | 0.063 | 727.684 | 23100000 | 0.0634 | 764.597 | 24200000 | 0.0771 | 976.5 | 26100000 | 0.0703 | 824.6 | 23400000 | 61.6 | SCR | Existing SCR | 0.0577 | 0.0577 | 730.8 |  |  | 730.8
AL | McIntosh (7063) | 7063 | **1 | Washington | 1991-06-01 | 850 | 110 | 31.2546 | -88.0299 | ARP, CAIRNOX, CAIROS, CAIRSO2, TRNOX, TRNOXOS, TRSO2G2 | Other turbine | Pipeline Natural Gas |  |  | Electric Utility |  | 0.2738 | 18.636 | 128900.585 | 0.2704 | 17.035 | 119163.699 | 0.278 | 25.537 | 176753.691 |  |  |  | 1.842 | 14.66 | 21814.9 | 0.2219 | 23.482 | 203750.848 | 0.2171 | 3.399 | 29974.958 | 0.1946 | 9.166 | 82913.549 | 0.2008 | 11.9 | 102544.4 | 0.1484 | 1.4 | 12494 | 3.3 | None Reported | Water Injection | 0.1484 | 0.08904 | 5.3 |  |  | 5.3
AL | McIntosh (7063) | 7063 | **2 | Washington | 1998-06-18 | 1423 | 113 | 31.2546 | -88.0299 | ARP, CAIRNOX, CAIROS, CAIRSO2, TRNOX, TRNOXOS, TRSO2G2 | Combustion turbine | Pipeline Natural Gas | Diesel Oil |  | Electric Utility |  | 0.0814 | 1.059 | 31960.835 | 0.0769 | 0.561 | 18202.072 | 0.0812 | 1.533 | 47618.832 | 0.1609 | 1.026 | 41158.441 | 0.0471 | 1.038 | 46349.844 | 0.064 | 0.854 | 27779.09 | 0.0635 | 1.548 | 54288.463 | 0.0554 | 4.465 | 172996.045 | 0.0665 | 1.9 | 64681.5 | 0.0711 | 5.8 | 181284.1 | 1.2 |  | Low Ozone Season Rate | 0.0471 | 0.0471 | 1.4 |  |  | 1.4
AL | McIntosh (7063) | 7063 | **3 | Washington | 1998-06-28 | 1423 | 113 | 31.2546 | -88.0299 | ARP, CAIRNOX, CAIROS, CAIRSO2, TRNOX, TRNOXOS, TRSO2G2 | Combustion turbine | Pipeline Natural Gas | Diesel Oil |  | Electric Utility |  | 0.0734 | 1.469 | 45531.558 | 0.1059 | 0.39 | 10450.926 | 0.0787 | 1.38 | 42165.172 | 0.0519 | 1.249 | 52880.593 | 0.0479 | 0.635 | 28010.622 | 0.0576 | 0.305 | 12581.991 | 0.0785 | 2.165 | 64786.118 | 0.0706 | 5.792 | 198488.102 | 0.077 | 2.6 | 83034.3 | 0.0545 | 4.3 | 172383.8 | 1.6 |  | Low Ozone Season Rate | 0.0479 | 0.0479 | 1.6 |  |  | 1.6
AL | McIntosh (7063) | 7063 | **4 | Washington | 2010-08-26 | 2200 | 224 | 31.2546 | -88.0299 | ARP, CAIRNOX, CAIROS, CAIRSO2, TRNOX, TRNOXOS, TRSO2G2 | Combustion turbine | Pipeline Natural Gas |  | Dry Low NOx Burners | Electric Utility |  | 0.0437 | 8.235 | 457936.8 | 0.0902 | 7.262 | 180169.15 | 0.0915 | 10.099 | 234313.6 | 0.0627 | 3.593 | 178048.625 | [12 empty] | 0.0374 | 12.2 | 821789.9 | 0.0353 | 6.3 | 448149.9 | 10.2 | Dry Low NOx Burners | Low Ozone Season Rate | 0.0353 | 0.0353 | 11.5 |  |  | 11.5
AL | McIntosh (7063) | 7063 | **5 | Washington | 2010-09-08 | 2200 | 224 | 31.2546 | -88.0299 | ARP, CAIRNOX, CAIROS, CAIRSO2, TRNOX, TRNOXOS, TRSO2G2 | Combustion turbine | Pipeline Natural Gas |  | Dry Low NOx Burners | Electric Utility | [10 empty] | 0.0472 | 3.646 | 183571.675 | [12 empty] | 0.0344 | 5.9 | 415058.8 | 0.0336 | 6.3 | 434475.1 | 5.1 | Dry Low NOx Burners | Low Ozone Season Rate | 0.0336 | 0.0292 | 5 |  |  | 5
AL | McWilliams | 533 | **4 | Covington | 1996-08-01 | 1380 | 107 | 31.4001 | -86.4767 | CAIRNOX, CAIROS, CAIRSO2, TRNOX, TRNOXOS, TRSO2G2, ARP | Combined cycle | Pipeline Natural Gas | Diesel Oil | Dry Low NOx Burners<br>Water Injection | Electric Utility |  | 0.2587 | 59.656 | 495010.575 | 0.0518 | 13.803 | 461857.975 | 0.0632 | 16.701 | 554130.45 | 0.0573 | 13.135 | 491009.146 | 0.0567 | 8.539 | 348269.905 | 0.0663 | 15.232 | 549528.611 | 0.0699 | 19.199 | 627881.071 | 0.0623 | 36.975 | 1305397.644 | 0.0567 | 35.6 | 1403145.2 | 0.0555 | 44.8 | 1791297.9 | 27.7 | Dry Low NOx Burners<br>Water Injection | Low Ozone Season Rate | 0.0518 | 0.0518 | 32.5 |  |  | 32.5
AL | McWilliams | 533 | **V1 | Covington | 2001-07-26 | 2044 | 165 | 31.4001 | -86.4767 | CAIRNOX, CAIROS, CAIRSO2, TRNOX, TRNOXOS, TRSO2G2, ARP | Combined cycle | Pipeline Natural Gas |  | Dry Low NOx Burners<br>Selective Catalytic Reduction | Electric Utility |  | 0.0115 | 8.684 | 1530507 | 0.0108 | 14.967 | 2786920.725 | 0.0087 | 10.096 | 2515727.125 | 0.0342 | 68.635 | 3973296.109 | 0.0119 | 19.633 | 3308131.784 | 0.0128 | 17.87 | 2974789.935 | 0.0119 | 26.402 | 4627355.645 | 0.0096 | 22.119 | 4729579.583 | 0.0095 | 21 | 4607417.9 | 0.0067 | 16.8 | 5042530.9 | 61.4 | Dry Low NOx Burners<br>Selective Catalytic Reduction | Existing SCR | 0.0067 | 0.0067 | 14.8 |  |  | 14.8
AL | McWilliams | 533 | **V2 | Covington | 2001-08-10 | 2044 | 165 | 31.4001 | -86.4767 | CAIRNOX, CAIROS, CAIRSO2, TRNOX, TRNOXOS, TRSO2G2, ARP | Combined cycle | Pipeline Natural Gas |  | Dry Low NOx Burners<br>Selective Catalytic Reduction | Electric Utility |  | 0.0209 | 26.138 | 2525774.325 | 0.0109 | 12.637 | 2317684.7 | 0.0124 | 12.268 | 2002206.775 | 0.0117 | 10.238 | 1765499.119 | 0.0122 | 11.852 | 1959745.636 | 0.0144 | 13.562 | 2106827.146 | 0.012 | 26.222 | 4517625.279 | 0.0114 | 25.245 | 4573978.008 | 0.0103 | 22.8 | 4464066.5 | 0.0083 | 18.8 | 4526604.3 | 59.5 | Dry Low NOx Burners<br>Selective Catalytic Reduction | Existing SCR | 0.0083 | 0.0083 | 18.4 |  |  | 18.4
AL | Morgan Energy Center | 55293 | CT-1 | Morgan | 2003-04-12 | 2236 | 210 | 34.6397 | -87.0639 | ARP, CAIRNOX, CAIROS, CAIRSO2, TRNOX, TRNOXOS, TRSO2G2 | Combined cycle | Pipeline Natural Gas |  | Dry Low NOx Burners<br>Selective Catalytic Reduction | Electric Utility |  | 0.553 | 43.703 | 158055.775 | 0.1496 | 28.678 | 1352183.525 | 0.0345 | 15.797 | 2267422.15 | 0.017 | 21.294 | 4322300.2 | 0.0075 | 19.618 | 5313985.425 | 0.0082 | 14.325 | 3652176.279 | 0.0076 | 21.764 | 5787972.774 | 0.0079 | 19.567 | 5226067.882 | 0.0094 | 13.2 | 3247244.1 | 0.0108 | 18.9 | 4833744.9 | 39.5 | Dry Low NOx Burners<br>Selective Catalytic Reduction | Existing SCR | 0.0075 | 0.0075 | 10.6 |  |  | 10.6
AL | Morgan Energy Center | 55293 | CT-2 | Morgan | 2003-04-07 | 2236 | 210 | 34.6397 | -87.0639 | ARP, CAIRNOX, CAIROS, CAIRSO2, TRNOX, TRNOXOS, TRSO2G2 | Combined cycle | Pipeline Natural Gas |  | Dry Low NOx Burners<br>Selective Catalytic Reduction | Electric Utility |  | 0.4184 | 109.499 | 570916.525 | 0.0583 | 27.68 | 2156608.675 | 0.0533 | 22.085 | 2240472.425 | 0.0706 | 28.912 | 3400988.55 | 0.0536 | 22.342 | 3065939.2 | 0.0316 | 13.979 | 1574504.431 | 0.0082 | 19.694 | 5153244.25 | 0.0135 | 17.513 | 3606686.403 | 0.0122 | 15.8 | 3376222.6 | 0.0252 | 19.1 | 4127076.4 | 41.1 | Dry Low NOx Burners<br>Selective Catalytic Reduction | Existing SCR | 0.0082 | 0.0082 | 10.7 |  |  | 10.7
AL | Morgan Energy Center | 55293 | CT-3 | Morgan | 2003-04-09 | 2236 | 210 | 34.6397 | -87.0639 | ARP, CAIRNOX, CAIROS, CAIRSO2, TRNOX, TRNOXOS, TRSO2G2 | Combined cycle | Pipeline Natural Gas |  | Dry Low NOx Burners<br>Selective Catalytic Reduction | Electric Utility |  | 0.4873 | 156.906 | 706945.475 | 0.0639 | 21.295 | 1982545.3 | 0.0294 | 20.314 | 2975669.975 | 0.0698 | 18.429 | 2146561.75 | 0.0624 | 25.503 | 3117038.725 | 0.017 | 8.421 | 1603987.91 | 0.0087 | 21.967 | 5246874.407 | 0.0127 | 19.305 | 3916808.259 | 0.0091 | 10.9 | 2611431 | 0.0134 | 16.2 | 3922023.3 | 31.8 | Dry Low NOx Burners<br>Selective Catalytic Reduction | Existing SCR | 0.0087 | 0.0087 | 10.4 |  |  | 10.4
AL | Plant H. Allen Franklin | 7710 | 1A | Lee | 2001-12-07 | 2260 | 203.1 | 32.6094 | -85.0961 | ARP, CAIRNOX, CAIROS, CAIRSO2, TRNOX, TRNOXOS, TRSO2G2 | Combined cycle | Pipeline Natural Gas |  | Dry Low NOx Burners<br>Selective Catalytic Reduction | Electric Utility |  | 0.0128 | 13.359 | 2671129.7 | 0.0224 | 14.642 | 2041294.1 | 0.0336 | 24.419 | 2347195.325 | 0.0214 | 21.002 | 3361426.85 | 0.0211 | 21.072 | 3402951.175 | 0.0188 | 19.645 | 3474525.1 | 0.0233 | 20.366 | 3428416.25 | 0.0157 | 23.989 | 4648120.6 | 0.0168 | 24.1 | 4360061.5 | 0.0172 | 26.4 | 4765434.9 | 52.5 | Dry Low NOx Burners<br>Selective Catalytic Reduction | Existing SCR | 0.0128 | 0.0128 | 18.3 |  |  | 18.3
AL | Plant H. Allen Franklin | 7710 | 1B | Lee | 2001-12-08 | 2270.1 | 203.1 | 32.6094 | -85.0961 | ARP, CAIRNOX, CAIROS, CAIRSO2, TRNOX, TRNOXOS, TRSO2G2 | Combined cycle | Pipeline Natural Gas |  | Dry Low NOx Burners<br>Selective Catalytic Reduction | Electric Utility |  | 0.0106 | 12.073 | 2631736.8 | 0.0184 | 13.289 | 2117660.675 | 0.0366 | 26.404 | 2196259 | 0.0191 | 20.362 | 3343572.55 | 0.0198 | 19.62 | 3358411.825 | 0.0184 | 19.293 | 3511099.2 | 0.0255 | 22.825 | 3471438.7 | 0.014 | 22.096 | 4664268.55 | 0.0166 | 23 | 4424626.5 | 0.0181 | 26.7 | 4790710.4 | 53.1 | Dry Low NOx Burners<br>Selective Catalytic Reduction | Existing SCR | 0.0106 | 0.0106 | 14.7 |  |  | 14.7
AL | Plant H. Allen Franklin | 7710 | 2A | Lee | 2003-01-09 | 2529 | 203.1 | 32.6094 | -85.0961 | ARP, CAIRNOX, CAIROS, CAIRSO2, TRNOX, TRNOXOS, TRSO2G2 | Combined cycle | Pipeline Natural Gas |  | Dry Low NOx Burners<br>Selective Catalytic Reduction | Electric Utility |  | 0.0189 | 9.443 | 1536732.4 | 0.02 | 13.794 | 2144770.55 | 0.037 | 27.386 | 2326792.575 | 0.0194 | 21.19 | 3594379.125 | 0.0204 | 20.7 | 3547883.15 | 0.0219 | 17.1 | 2931454.25 | 0.0224 | 22.273 | 3780703.3 | 0.0138 | 23.901 | 5041216.925 | 0.0124 | 24.6 | 5331620.5 | 0.0108 | 27.9 | 6340517.3 | 57.4 | Dry Low NOx Burners<br>Selective Catalytic Reduction | Existing SCR | 0.0108 | 0.0108 | 21.4 |  |  | 21.4
AL | Plant H. Allen Franklin | 7710 | 2B | Lee | 2003-01-15 | 2529.8 | 203.1 | 32.6094 | -85.0961 | ARP, CAIRNOX, CAIROS, CAIRSO2, TRNOX, TRNOXOS, TRSO2G2 | Combined cycle | Pipeline Natural Gas |  | Dry Low NOx Burners<br>Selective Catalytic Reduction | Electric Utility |  | 0.0227 | 11.551 | 1694199.875 | 0.0195 | 13.915 | 2147934.95 | 0.0422 | 33.648 | 2332001.75 | 0.0166 | 19.929 | 3642339.45 | 0.0172 | 19.114 | 3557740.2 | 0.0238 | 19.22 | 2928108.125 | 0.0195 | 20.401 | 3733335.275 | 0.0118 | 22.063 | 5045609.075 | 0.0109 | 22.5 | 5394444.9 | 0.0096 | 27.2 | 6388971 | 58.1 | Dry Low NOx Burners<br>Selective Catalytic Reduction | Existing SCR | 0.0096 | 0.0096 | 19.8 |  |  | 19.8
AL | Plant H. Allen Franklin | 7710 | 3A | Lee | 2008-01-11 | 2600 | 203.1 | 32.6094 | -85.0961 | ARP, CAIRNOX, CAIROS, CAIRSO2, TRNOX, TRNOXOS, TRSO2G2 | Combined cycle | Pipeline Natural Gas |  | Dry Low NOx Burners<br>Selective Catalytic Reduction | Electric Utility | [19 empty] | 0.0176 | 27.885 | 5329857.9 | 0.0222 | 21.306 | 3354208.8 | 0.0193 | 32.9 | 5451394.6 | 0.0121 | 33 | 6666330.2 | 57.1 | Dry Low NOx Burners<br>Selective Catalytic Reduction | Existing SCR | 0.0121 | 0.0121 | 20.6 |  |  | 20.6
AL | Plant H. Allen Franklin | 7710 | 3B | Lee | 2008-01-18 | 2590 | 203.1 | 32.6094 | -85.0961 | ARP, CAIRNOX, CAIROS, CAIRSO2, TRNOX, TRNOXOS, TRSO2G2 | Combined cycle | Pipeline Natural Gas |  | Dry Low NOx Burners<br>Selective Catalytic Reduction | Electric Utility | [19 empty] | 0.0171 | 28.202 | 5316664.5 | 0.022 | 20.657 | 3308502.625 | 0.0176 | 32.7 | 5440311.2 | 0.0113 | 32.4 | 6658088.2 | 57.2 | Dry Low NOx Burners<br>Selective Catalytic Reduction | Existing SCR | 0.0113 | 0.0113 | 21 |  |  | 21
AL | Tenaska Central Alabama Gen Station | 55440 | CTGDB1 | Autauga | 2003-01-15 | 2860 | 179 | 32.6503 | -86.7386 | ARP, CAIRNOX, CAIROS, CAIRSO2, TRNOX, TRNOXOS, TRSO2G2 | Combined cycle | Pipeline Natural Gas | Diesel Oil | Dry Low NOx Burners<br>Water Injection<br>Selective Catalytic Reduction | Electric Utility |  | 0.0313 | 10.222 | 1148571.175 | 0.0367 | 10.143 | 1002518.85 | 0.0341 | 7.196 | 761342.025 | 0.0259 | 11.246 | 1428674.675 | 0.0296 | 13.999 | 1736333.4 | 0.0325 | 8.015 | 919762.26 | 0.0244 | 7.807 | 1205821.124 | 0.0163 | 15.759 | 2966760.187 | 0.0175 | 32.7 | 5478302.1 | 0.0087 | 30.3 | 7415335.3 | 52.2 | Dry Low NOx Burners<br>Water Injection<br>Selective Catalytic Reduction | Existing SCR | 0.0087 | 0.0087 | 16.2 |  |  | 16.2
AL | Tenaska Central Alabama Gen Station | 55440 | CTGDB2 | Autauga | 2002-12-08 | 2860 | 179 | 32.6503 | -86.7386 | ARP, CAIRNOX, CAIROS, CAIRSO2, TRNOX, TRNOXOS, TRSO2G2 | Combined cycle | Pipeline Natural Gas | Diesel Oil | Dry Low NOx Burners<br>Water Injection<br>Selective Catalytic Reduction | Electric Utility |  | 0.0313 | 10.88 | 1221850.4 | 0.0363 | 6.013 | 613815.725 | 0.0306 | 6.978 | 791860.925 | 0.0266 | 10.965 | 1415966.45 | 0.0282 | 12.838 | 1632614.975 | 0.0293 | 7.025 | 954359.252 | 0.0212 | 7.647 | 1445386.526 | 0.0137 | 11.456 | 2693687.008 | 0.0142 | 25.8 | 5129565.5 | 0.0091 | 30.3 | 7104554.3 | 48.8 | Dry Low NOx Burners<br>Water Injection<br>Selective Catalytic Reduction | Existing SCR | 0.0091 | 0.0091 | 16.5 |  |  | 16.5
AL | Tenaska Central Alabama Gen Station | 55440 | CTGDB3 | Autauga | 2003-03-06 | 2860 | 179 | 32.6503 | -86.7386 | ARP, CAIRNOX, CAIROS, CAIRSO2, TRNOX, TRNOXOS, TRSO2G2 | Combined cycle | Pipeline Natural Gas | Diesel Oil | Dry Low NOx Burners<br>Water Injection<br>Selective Catalytic Reduction | Electric Utility |  | 0.0321 | 11.501 | 1290924.35 | 0.0306 | 5.73 | 676006.4 | 0.0387 | 6.726 | 667686.225 | 0.0272 | 13.194 | 1576300.875 | 0.0262 | 10.408 | 1448420.3 | 0.0308 | 8.368 | 1005262.544 | 0.0206 | 8.926 | 1645166.88 | 0.0124 | 12.068 | 2833728.045 | 0.0134 | 25.7 | 5200493.4 | 0.0091 | 30.2 | 7169239.3 | 49.5 | Dry Low NOx Burners<br>Water Injection<br>Selective Catalytic Reduction | Existing SCR | 0.0091 | 0.0091 | 17.4 |  |  | 17.4
AL | Tenaska Lindsay Hill Generating Station | 55271 | CT1 | Autauga | 2002-01-15 | 2405 | 183.1 | 32.6514 | -86.7386 | ARP, CAIRNOX, CAIROS, CAIRSO2, TRNOX, TRNOXOS, TRSO2G2 | Combined cycle | Pipeline Natural Gas | Diesel Oil | Dry Low NOx Burners<br>Water Injection<br>Selective Catalytic Reduction | Electric Utility |  | 0.0372 | 3.871 | 366219.7 | 0.0257 | 8.186 | 1243149.55 | 0.026 | 8.578 | 1296875.025 | 0.0234 | 16.166 | 2445707.275 | 0.0218 | 14.07 | 2248973.375 | 0.0408 | 14.161 | 1530785.835 | 0.0132 | 6.285 | 1647159.998 | 0.0271 | 23.333 | 2399424.608 | 0.0105 | 12.7 | 3704549.3 | 0.0111 | 20.6 | 4772167.4 | 41.9 | Dry Low NOx Burners<br>Water Injection<br>Selective Catalytic Reduction | Existing SCR | 0.0105 | 0.0105 | 12.7 |  |  | 12.7
AL | Tenaska Lindsay Hill Generating Station | 55271 | CT2 | Autauga | 2002-01-23 | 2405 | 183.1 | 32.6514 | -86.7386 | ARP, CAIRNOX, CAIROS, CAIRSO2, TRNOX, TRNOXOS, TRSO2G2 | Combined cycle | Pipeline Natural Gas | Diesel Oil | Dry Low NOx Burners<br>Water Injection<br>Selective Catalytic Reduction | Electric Utility |  | 0.0417 | 4.43 | 423570.65 | 0.019 | 9.213 | 1623584.925 | 0.0349 | 11.28 | 1159789.5 | 0.0265 | 16.579 | 2229611.025 | 0.0176 | 9.638 | 2098735.625 | 0.0358 | 12.68 | 1592151.747 | 0.0181 | 5.629 | 1211298.172 | 0.014 | 9.1 | 2259610.469 | 0.0108 | 14.8 | 3981327 | 0.0504 | 121.5 | 5084890.7 | 45.1 | Dry Low NOx Burners<br>Water Injection<br>Selective Catalytic Reduction | Existing SCR | 0.0108 | 0.0108 | 14.8 |  |  | 14.8
AL | Tenaska Lindsay Hill Generating Station | 55271 | CT3 | Autauga | 2002-01-28 | 2405 | 183.1 | 32.6514 | -86.7386 | ARP, CAIRNOX, CAIROS, CAIRSO2, TRNOX, TRNOXOS, TRSO2G2 | Combined cycle | Pipeline Natural Gas | Diesel Oil | Dry Low NOx Burners<br>Water Injection<br>Selective Catalytic Reduction | Electric Utility |  | 0.0429 | 4.595 | 397597.625 | 0.0235 | 10.434 | 1519777.875 | 0.0291 | 11.168 | 1572767.75 | 0.0237 | 18.766 | 2711057.7 | 0.0182 | 9.078 | 1636741.125 | 0.0401 | 13.243 | 1483661.161 | 0.0229 | 7.503 | 1308007.892 | 0.0118 | 8.069 | 2300442.793 | 0.0107 | 13.4 | 3638064.6 | 0.009 | 20.1 | 5389003.9 | 41.2 | Dry Low NOx Burners<br>Water Injection<br>Selective Catalytic Reduction | Existing SCR | 0.009 | 0.009 | 11.3 |  |  | 11.3
AL | Widows Creek | 50 | 1 | Jackson | 1952-06-01 | 2569 | 140.6 | 34.8825 | -85.7547 | ARP, NBP | Dry bottom wall-fired boiler | Coal |  |  | Electric Utility | Electric Services | 0.5569 | 1008.164 | 3585212.699 | 0.5276 | 656.337 | 2466056.693 | 0.4243 | 658.583 | 3066771.356 | 0.4211 | 739.448 | 3506790.493 | 0.438 | 705.179 | 3218179.614 | 0.4362 | 609.581 | 2798441.301 | 0.4215 | 82.102 | 384884.456 | 0.3934 | 125.344 | 610018.015 | [6 empty] | 0 |  | New SCR | 0.3934 | 0.06 | 0 | Shutdown | Gas Combined Cycle Replacement/No operation 2011 | 0 | 0
AL | Widows Creek | 50 | 2 | Jackson | 1952-07-14 | 1974 | 140.6 | 34.8825 | -85.7547 | ARP, NBP | Dry bottom wall-fired boiler | Coal |  |  | Electric Utility | Electric Services | 0.5526 | 987.587 | 3556907.726 | 0.5157 | 508.5 | 1945503.54 | 0.4237 | 670.144 | 3137199.692 | 0.4202 | 685.795 | 3265944.364 | 0.4368 | 710.321 | 3250899.573 | 0.4318 | 599.867 | 2785129.772 | 0.3941 | 102.685 | 513896.131 | 0.35 | 0 | 0 | [6 empty] | 0 |  | New SNCR | 0.35 | 0.21 | 0 | Shutdown | Gas Combined Cycle Replacement/No operation 2011 | 0 | 0
AL | Widows Creek | 50 | 3 | Jackson | 1952-10-23 | 2152 | 140.6 | 34.8825 | -85.7547 | ARP, NBP | Dry bottom wall-fired boiler | Coal |  | Low NOx Burner Technology (Dry Bottom only) | Electric Utility | Electric Services | 0.5541 | 1062.708 | 3815656.198 | 0.5239 | 728.891 | 2766480.012 | 0.426 | 631.652 | 2929089.574 | 0.4214 | 716.847 | 3398488.778 | 0.439 | 696.941 | 3172133.077 | 0.4344 | 596.893 | 2756907.275 | 0.3842 | 28.061 | 144022.716 | 0.35 | 0 | 0 | [6 empty] | 0 |  | New SCR | 0.35 | 0.06 | 0 | Shutdown | Gas Combined Cycle Replacement/No operation 2011 | 0 | 0
AL | Widows Creek | 50 | 4 | Jackson | 1953-01-08 | 1905 | 140.6 | 34.8825 | -85.7547 | ARP, NBP | Dry bottom wall-fired boiler | Coal |  | Low NOx Burner Technology (Dry Bottom only) | Electric Utility | Electric Services | 0.5586 | 1006.993 | 3561965.256 | 0.5231 | 633.472 | 2397433.35 | 0.4217 | 736.417 | 3444116.541 | 0.4194 | 583.373 | 2776241.313 | 0.4392 | 846.091 | 3842877.467 | 0.4337 | 655.787 | 3029945.026 | 0.4015 | 169.281 | 834776.949 | 0.3841 | 192.435 | 999073.004 | [6 empty] | 0 |  | New SNCR | 0.3841 | 0.23046 | 0 | Shutdown | Gas Combined Cycle Replacement/No operation 2011 | 0 | 0
AL | Widows Creek | 50 | 5 | Jackson | 1954-05-25 | 2577 | 140.6 | 34.8825 | -85.7547 | ARP, NBP | Dry bottom wall-fired boiler | Coal |  |  | Electric Utility | Electric Services | 0.5537 | 1034.166 | 3712184.656 | 0.5323 | 582.458 | 2169201.989 | 0.4232 | 667.004 | 3099898.783 | 0.4213 | 531.118 | 2514966.17 | 0.4385 | 651.044 | 2965107.284 | 0.4349 | 720.273 | 3323188.039 | 0.3835 | 55.122 | 285619.034 | 0.2898 | 2.407 | 15917.334 | [6 empty] | 0 |  | New SCR | 0.2898 | 0.06 | 0 | Shutdown | Gas Combined Cycle Replacement/No operation 2011 | 0 | 0
AL | Widows Creek | 50 | 6 | Jackson | 1954-07-13 | 1828 | 140.6 | 34.8825 | -85.7547 | ARP, NBP | Dry bottom wall-fired boiler | Coal |  | Low NOx Burner Technology (Dry Bottom only) | Electric Utility | Electric Services | 0.553 | 950.984 | 3401239.649 | 0.5341 | 604.815 | 2235040.998 | 0.4231 | 691.291 | 3209269.852 | 0.4209 | 781.563 | 3703395.351 | 0.4392 | 846.502 | 3844435.87 | 0.4366 | 644.331 | 2960622.83 | 0.3064 | 372.046 | 2346402.8 | 0.3811 | 200.554 | 1043293.853 | 0.1798 | 12.3 | 121467 |  |  |  | 1.8 |  | New SNCR | 0.1798 | 0.10788 | 7.4 | Shutdown | Gas Combined Cycle Replacement | 0.6 | 11.7
AL | Widows Creek | 50 | 7 | Jackson | 1960-09-25 | 5681 | 575 | 34.8825 | -85.7547 | ARP, NBP | Tangentially-fired | Coal |  | Low NOx Burner Technology w/ Separated OFA<br>Selective Catalytic Reduction (Began May 01, 2003) | Electric Utility | Electric Services | 0.1723 | 1103.911 | 14900000 | 0.2024 | 714.388 | 8344654.225 | 0.0976 | 455.376 | 13100000 | 0.0668 | 410.734 | 13900000 | 0.06 | 384.814 | 15300000 | 0.0653 | 325.153 | 13100000 | 0.0846 | 468.286 | 13000000 | 0.0702 | 480.286 | 13900000 | 0.0783 | 365.1 | 10200000 | 0.0673 | 403.7 | 12700000 | 49 | SCR | Existing SCR | 0.06 | 0.06 | 279.8 |  |  | 279.8
AL | Widows Creek | 50 | 8 | Jackson | 1964-06-28 | 6602 | 550 | 34.8825 | -85.7547 | ARP, NBP | Tangentially-fired | Coal |  | Low NOx Burner Technology w/ Separated OFA | Electric Utility | Electric Services | 0.3874 | 2226.193 | 11600000 | 0.1303 | 590.604 | 10900000 | 0.0491 | 306.465 | 15000000 | 0.0529 | 288.273 | 13400000 | 0.047 | 315.209 | 14500000 | 0.0586 | 288.741 | 11500000 | 0.159 | 66.856 | 1031596.375 | 0.0634 | 391.651 | 13600000 | 0.0669 | 318.2 | 10700000 | 0.0703 | 331.1 | 11100000 | 44.2 | SCR | Existing SCR | 0.047 | 0.047 | 223.5 | 11/25/13 Update Shutdown | Gas Combined Cycle Replacement | 50.8 | 267.3
AR | Carl Bailey | 202 | 1 | Woodruff | 1966-03-15 | 1436 | 120 | 35.2597 | -91.3631 | ARP | Dry bottom wall-fired boiler | Pipeline Natural Gas | Residual Oil |  | Electric Utility | Electric Services | 0.269 | 29.534 | 205059.17 | 0.2249 | 188.912 | 1605336.36 | 0.1983 | 125.797 | 1137473.86 | 0.2182 | 36.815 | 305417.91 | 0.225 | 14.998 | 100358.71 | 0.1595 | 15.817 | 178357.29 | 0.197 | 14.8 | 149060.33 | 0.1499 | 26.519 | 342202.79 | 0.2322 | 69.9 | 492112.7 | 0.2088 | 62.1 | 570597.9 | 9.3 |  | New SNCR | 0.1499 | 0.08994 | 27.1 |  |  | 27.1
AR | Cecil Lynch | 167 | 2 | Pulaski | 1949-07-08 | 826 | 69 | 34.7535 | -92.1987 | ARP | Dry bottom wall-fired boiler | Pipeline Natural Gas |  |  | Electric Utility | Electric Services |  |  |  | 0.2685 | 0.569 | 4062.8 | 0.263 | 0.249 | 1895.3 | 0.611 | 0.323 | 1056.3 | 0.4119 | 24.962 | 125299.015 | 0.3632 | 33.257 | 189122.869 | [8 empty] | 0 |  |  |  | 0 |  | New SNCR | 0.263 | 0.1578 | 0 |  |  | 0
AR | Cecil Lynch | 167 | 3 | Pulaski | 1954-06-19 | 1505 | 156.2 | 34.7535 | -92.1987 | ARP | Dry bottom wall-fired boiler | Pipeline Natural Gas |  |  | Electric Utility | Electric Services |  |  |  | 0.1728 | 1.076 | 10700.375 | 0.167 | 0.134 | 1609.475 | 0.576 | 38.187 | 132593.65 | 0.2636 | 56.869 | 411020.824 | 0.2271 | 19.604 | 163418.98 | 0.2197 | 31.82 | 288507.976 | 0.2254 | 78.66 | 671136.658 | 0.2535 | 224.2 | 1565968.5 |  |  |  | 28.3 |  | New SNCR | 0.167 | 0.1002 | 88.6 |  |  | 88.6
AR | City Water & Light - City of Jonesboro | 56505 | SN04 | Craighead | 2000-05-16 | 469 | 60.5 | 35.8481 | -90.7257 | ARP, CAIROS, TRNOXOS | Combustion turbine | Pipeline Natural Gas | Diesel Oil | Water Injection | Electric Utility | [13 empty] | 0.1272 | 5.751 | 90562.9 | 0.1277 | 1.906 | 30013.1 | 0.1276 | 1.703 | 26814 | 0.1269 | 15.52 | 244397.2 | 0.097 | 20.1 | 414302.7 | 0.1121 | 7.2 | 131776.7 | 24.1 | Water Injection | Low Ozone Season Rate | 0.097 | 0.097 | 20.1 |  |  | 20.1
AR | City Water & Light - City of Jonesboro | 56505 | SN06 | Craighead | 2003-05-15 | 469 | 57.4 | 35.8481 | -90.7257 | ARP, CAIROS, TRNOXOS | Combustion turbine | Pipeline Natural Gas | Diesel Oil | Water Injection | Electric Utility | [13 empty] | 0.1271 | 6.696 | 105450.1 | 0.127 | 2.659 | 41875.5 | 0.1313 | 2.518 | 38653.4 | 0.1274 | 13.397 | 210980.4 | 0.105 | 25.6 | 487766.5 | 0.1006 | 14.1 | 278791.3 | 28.3 | Water Injection | Low Ozone Season Rate | 0.1006 | 0.1006 | 24.5 |  |  | 24.5
AR | City Water & Light - City of Jonesboro | 56505 | SN07 | Craighead | 2007-05-18 | 468 | 60.5 | 35.8481 | -90.7257 | ARP, CAIROS, TRNOXOS | Combustion turbine | Pipeline Natural Gas |  | Water Injection | Electric Utility | [16 empty] | 0.1271 | 2.801 | 44120.6 | 0.1272 | 3.379 | 53188.6 | 0.1269 | 16.102 | 253627.2 | 0.079 | 19.4 | 491244 | 0.1088 | 13.6 | 249202.5 | 28.6 | Water Injection | Low Ozone Season Rate | 0.079 | 0.079 | 19.4 |  |  | 19.4
AR | Dell Power Plant | 55340 | 1 | Mississippi | 2007-05-08 | 3646.2 | 199.3 | 35.8619 | -90.0253 | ARP, CAIROS, TRNOXOS | Combined cycle | Pipeline Natural Gas | Diesel Oil | Dry Low NOx Burners<br>Selective Catalytic Reduction | Electric Utility | [16 empty] | 0.0232 | 2.271 | 325126.115 | 0.0193 | 4.502 | 732859.96 | 0.028 | 14.557 | 1819638.752 | 0.0411 | 13.8 | 1273111.3 | 0.0327 | 17.1 | 1989742.6 | 9.5 | Dry Low NOx Burners<br>Selective Catalytic Reduction | Existing SCR | 0.0193 | 0.0193 | 6.5 |  |  | 6.5
AR | Dell Power Plant | 55340 | 2 | Mississippi | 2007-04-23 | 3092 | 199.3 | 35.8619 | -90.0253 | ARP, CAIROS, TRNOXOS | Combined cycle | Pipeline Natural Gas | Diesel Oil | Dry Low NOx Burners<br>Selective Catalytic Reduction | Electric Utility | [16 empty] | 0.0228 | 3.588 | 531446.552 | 0.0293 | 7.61 | 972974.819 | 0.0284 | 14.466 | 1965588.547 | 0.0503 | 18 | 1401980.5 | 0.0332 | 16.1 | 1883458 | 12.3 | Dry Low NOx Burners<br>Selective Catalytic Reduction | Existing SCR | 0.0228 | 0.0228 | 8.2 |  |  | 8.2
AR | Flint Creek Power Plant | 6138 | 1 | Benton | 1978-01-30 | 6324 | 558 | 36.2561 | -94.5241 | ARP | Dry bottom wall-fired boiler | Coal |  | Low NOx Burner Technology (Dry Bottom only) | Electric Utility | Electric Services | 0.26 | 2245.221 | 16700000 | 0.2448 | 1970.298 | 16000000 | 0.2514 | 1724.264 | 13700000 | 0.2824 | 2036.454 | 14400000 | 0.2666 | 2307.945 | 17300000 | 0.2583 | 2262.294 | 17500000 | 0.2559 | 2109.269 | 16300000 | 0.2603 | 2209.64 | 16800000 | 0.2551 | 2407.3 | 18800000 | 0.2704 | 2156.6 | 15700000 | 80.9 |  | New SCR | 0.2448 | 0.06 | 566.2 |  |  | 566.2
AR | Fulton | 7825 | CT1 | Hempstead | 2001-04-21 | 1692 | 154.8 | 33.6094 | -93.7924 | ARP, CAIROS, TRNOXOS | Combustion turbine | Pipeline Natural Gas |  | Dry Low NOx Burners | Electric Utility |  | 0.0481 | 1.749 | 80217.862 | 0.0513 | 0.483 | 21086.99 | 0.0721 | 5.751 | 184618.905 | 0.0604 | 4.608 | 168327.227 | 0.0503 | 2.696 | 117710.804 | 0.0611 | 3.104 | 126189.797 | 0.0638 | 4.762 | 206726.227 | 0.0514 | 8.464 | 353978.195 | 0.0502 | 14.3 | 601617.3 | 0.0452 | 12.6 | 578994 | 9.7 | Dry Low NOx Burners | Low Ozone Season Rate | 0.0452 | 0.0452 | 12.9 |  |  | 12.9
AR | Hamilton Moses | 168 | 1 | Saint Francis | 1951-04-01 | 884 | 69 | 34.9806 | -90.8722 | ARP | Dry bottom wall-fired boiler | Pipeline Natural Gas |  |  | Electric Utility | Electric Services |  |  |  | 0.1657 | 0.513 | 5957.95 | [12 empty] | 0.611 | 12.087 | 39562.294 | [5 empty] | 0 |  |  |  | 0 |  | New SNCR | 0.1657 | 0.09942 | 0 |  |  | 0
AR | Hamilton Moses | 168 | 2 | Saint Francis | 1951-04-01 | 884 | 69 | 34.9806 | -90.8722 | ARP | Dry bottom wall-fired boiler | Pipeline Natural Gas |  |  | Electric Utility | Electric Services |  |  |  | 0.1142 | 0.213 | 3236.725 | [12 empty] | 0.62 | 7.817 | 25215.604 | [5 empty] | 0 |  |  |  | 0 |  | New SNCR | 0.1142 | 0.06852 | 0 |  |  | 0
AR | Harry D. Mattison Power Plant | 56328 | 1 | Washington | 2007-12-13 | 1078 | 86.5 | 36.1855 | -94.2841 | ARP, CAIROS, TRNOXOS | Combustion turbine | Pipeline Natural Gas |  | Dry Low NOx Burners | Electric Utility | [16 empty] | 0.1305 | 11.416 | 168872 | 0.0419 | 2.546 | 121220.5 | 0.0418 | 9.557 | 455437.4 | 0.0987 | 21 | 702987.9 | 0.1681 | 20.2 | 496422.7 | 17.8 | Dry Low NOx Burners | Low Ozone Season Rate | 0.0418 | 0.0418 | 8.9 |  |  | 8.9
AR | Harry D. Mattison Power Plant | 56328 | 2 | Washington | 2007-12-13 | 1078 | 86.5 | 36.1855 | -94.2841 | ARP, CAIROS, TRNOXOS | Combustion turbine | Pipeline Natural Gas |  | Dry Low NOx Burners | Electric Utility | [16 empty] | 0.1593 | 5.628 | 71621.2 | 0.0433 | 1.478 | 68730.2 | 0.0425 | 7.165 | 333159.5 | 0.1158 | 14 | 418817.2 | 0.1586 | 18.8 | 453601 | 10.6 | Dry Low NOx Burners | Low Ozone Season Rate | 0.0425 | 0.0425 | 5.2 |  |  | 5.2
AR | Harry D. Mattison Power Plant | 56328 | 3 | Washington | 1999-06-01 | 1078 | 88 | 36.1855 | -94.2841 | ARP, CAIROS, TRNOXOS | Combustion turbine | Pipeline Natural Gas |  | Dry Low NOx Burners | Electric Utility | [13 empty] | 0.0433 | 9.723 | 453032.1 | 0.0401 | 4.083 | 204111.8 | 0.0396 | 1.283 | 64166.5 | 0.0398 | 3.463 | 173208.9 | 0.1201 | 12.1 | 351649 | 0.184 | 9.8 | 209623.4 | 8.9 | Dry Low NOx Burners | Low Ozone Season Rate | 0.0396 | 0.0396 | 4 |  |  | 4
AR | Harry D. Mattison Power Plant | 56328 | 4 | Washington | 1999-06-01 | 1078 | 88 | 36.1855 | -94.2841 | ARP, CAIROS, TRNOXOS | Combustion turbine | Pipeline Natural Gas |  | Dry Low NOx Burners | Electric Utility | [13 empty] | 0.0404 | 9.978 | 487574.2 | 0.0403 | 1.61 | 80490.7 | 0.0386 | 0.948 | 47378.6 | 0.0396 | 3.611 | 180561.6 | 0.1577 | 7.4 | 184567.6 | 0.1947 | 9 | 180116.7 | 4.7 | Dry Low NOx Burners | Low Ozone Season Rate | 0.0386 | 0.0386 | 1.8 |  |  | 1.8
AR | Harvey Couch | 169 | 1 | Lafayette | 1943-09-01 | 476 | 26.5 | 33.3592 | -93.4649 | ARP | Dry bottom wall-fired boiler | Pipeline Natural Gas |  |  | Electric Utility | Electric Services | [6 empty] | 0.171 | 0.037 | 435.25 | 0.1726 | 4.527 | 52397.775 | 0.1845 | 5.489 | 58826.11 | 0.1716 | 36.403 | 424178.082 | [8 empty] | 0 |  |  |  | 0 |  | New SNCR | 0.171 | 0.1026 | 0 |  |  | 0
AR | Harvey Couch | 169 | 2 | Lafayette | 1954-07-01 | 1632 | 156.2 | 33.3592 | -93.4649 | ARP | Dry bottom wall-fired boiler | Pipeline Natural Gas |  |  | Electric Utility | Electric Services | 0.0862 | 4.986 | 96325 | 0.1031 | 19.928 | 375529.525 | 0.1782 | 89.823 | 852889.5 | 0.1091 | 22.535 | 405761.725 | 0.1122 | 22.856 | 377759.831 |  |  |  | 0.6937 | 233.665 | 661794.118 | 0.1433 | 72.555 | 1009951.703 | 0.1441 | 16.9 | 228593.8 |  |  |  | 3.8 |  | Low Ozone Season Rate | 0.0862 | 0.0862 | 10.1 |  |  | 10.1
AR | Hot Spring Energy Facility | 55418 | CT-1 | Hot Spring | 2002-04-17 | 2650 | 198.9 | 34.2963 | -92.8683 | ARP, CAIROS, TRNOXOS | Combined cycle | Pipeline Natural Gas |  | Dry Low NOx Burners<br>Selective Catalytic Reduction | Electric Utility |  | 0.0331 | 16.869 | 2037197.662 | 0.0323 | 17.315 | 1944729.718 | 0.0245 | 13.724 | 1965013.708 | 0.0164 | 16.193 | 2690134.573 | 0.0283 | 17.39 | 2457546.814 | 0.0268 | 15.11 | 2022474.038 | 0.0142 | 27.856 | 4962729.783 | 0.0256 | 17.612 | 2510742.457 | 0.0293 | 22.8 | 3104382.1 | 0.0312 | 11.2 | 1552157.4 | 31.9 | Dry Low NOx Burners<br>Selective Catalytic Reduction | Existing SCR | 0.0142 | 0.0142 | 11.1 |  |  | 11.1
AR | Hot Spring Energy Facility | 55418 | CT-2 | Hot Spring | 2002-03-29 | 2650 | 198.9 | 34.2963 | -92.8683 | ARP, CAIROS, TRNOXOS | Combined cycle | Pipeline Natural Gas |  | Dry Low NOx Burners<br>Selective Catalytic Reduction | Electric Utility |  | 0.0292 | 13.266 | 1861028.963 | 0.0559 | 17.701 | 878232.79 | 0.0309 | 14.943 | 1822639.548 | 0.0174 | 18.749 | 3066879.15 | 0.0244 | 16.928 | 2546086.926 | 0.0217 | 12.218 | 1877267.044 | 0.0141 | 20.901 | 3764549.217 | 0.0281 | 20.517 | 2853553.622 | 0.0274 | 20.8 | 3135686.5 | 0.0272 | 8.6 | 1326789.3 | 32.2 | Dry Low NOx Burners<br>Selective Catalytic Reduction | Existing SCR | 0.0141 | 0.0141 | 10.7 |  |  | 10.7
AR | Independence | 6641 | 1 | Independence | 1983-01-18 | 9525 | 900 | 35.6733 | -91.4083 | ARP | Tangentially-fired | Coal | Residual Oil | Overfire Air | Electric Utility | Electric Services | 0.207 | 2816.677 | 26700000 | 0.266 | 3881.214 | 28700000 | 0.2343 | 2954.995 | 25300000 | 0.2385 | 3577.828 | 29400000 | 0.2627 | 4325.304 | 32700000 | 0.26 | 3746.837 | 29000000 | 0.2611 | 3430.341 | 26200000 | 0.2408 | 3486.363 | 28800000 | 0.2591 | 3302.1 | 25300000 | 0.1962 | 2289.9 | 23900000 | 72.5 |  | New SCR | 0.1962 | 0.06 | 764.7 |  |  | 764.7
AR | Independence | 6641 | 2 | Independence | 1984-12-06 | 10480 | 900 | 35.6733 | -91.4083 | ARP | Tangentially-fired | Coal | Residual Oil | Overfire Air | Electric Utility | Electric Services | 0.2736 | 3634.354 | 25500000 | 0.2681 | 3967.679 | 28900000 | 0.2422 | 2876.256 | 24200000 | 0.2252 | 3543.512 | 31500000 | 0.2479 | 3930.366 | 31300000 | 0.2486 | 2968.794 | 23800000 | 0.2317 | 3382.052 | 29200000 | 0.2374 | 2877.58 | 24400000 | 0.2265 | 2462.6 | 21700000 | 0.2053 | 2815.8 | 27700000 | 56.4 |  | New SCR | 0.2053 | 0.06 | 652.3 |  |  | 652.3
AR | Lake Catherine | 170 | 1 | Hot Spring | 1950-03-01 | 727 | 40 | 34.4341 | -92.9046 | ARP | Dry bottom wall-fired boiler | Pipeline Natural Gas |  |  | Electric Utility | Electric Services | [6 empty] | 0.741 | 4.409 | 11900.875 | [6 empty] | 0.412 | 0.1 | 486.825 |  |  |  | 0.412 | 0.026 | 125.2 | 0.4226 | 1.1 | 4787 |  |  |  | 0.2 |  | New SNCR | 0.412 | 0.2472 | 0.7 |  |  | 0.7
AR | Lake Catherine | 170 | 2 | Hot Spring | 1950-08-21 | 725 | 40 | 34.4341 | -92.9046 | ARP | Dry bottom wall-fired boiler | Pipeline Natural Gas |  |  | Electric Utility | Electric Services |  |  |  | 0.0766 | 0.075 | 1028.65 | 0.4389 | 2.173 | 8813.15 | [12 empty] | 1.077 | 1.456 | 2703.75 | 1.077 | 0.6 | 1131.7 | 1.077 | 0.1 | 115.7 | 0 |  | Low Ozone Season Rate | 0.0766 | 0.0766 | 0 |  |  | 0
AR | Lake Catherine | 170 | 3 | Hot Spring | 1953-04-14 | 1292 | 119.5 | 34.4341 | -92.9046 | ARP | Dry bottom wall-fired boiler | Pipeline Natural Gas |  |  | Electric Utility | Electric Services |  |  |  | 0.0509 | 0.043 | 559.6 | 0.1921 | 1.858 | 15883.68 | [6 empty] | 0.1991 | 1.259 | 11509.847 |  |  |  | 0.482 | 0.345 | 1431.536 | 0.482 | 1.6 | 6730.4 | 0.482 | 6.6 | 27259.9 | 0.1 |  | Low Ozone Season Rate | 0.0509 | 0.0509 | 0.2 |  |  | 0.2
AR | Lake Catherine | 170 | 4 | Hot Spring | 1970-04-07 | 7606 | 552.5 | 34.4341 | -92.9046 | ARP | Dry bottom wall-fired boiler | Pipeline Natural Gas |  |  | Electric Utility | Electric Services | 0.1335 | 270.772 | 3465571.5 | 0.1127 | 68.724 | 992109.198 | 0.1445 | 102.185 | 1206081.189 | 0.1587 | 20.064 | 211037.942 | 0.4022 | 89.301 | 411963.272 | 0.1763 | 113.116 | 1158574.181 | 0.2666 | 191.427 | 1415814.997 | 0.1429 | 150.544 | 1799957.194 | 0.1505 | 134 | 1328530.6 | 0.1842 | 649.9 | 5311721.6 | 4.8 |  | New SCR | 0.1127 | 0.06 | 53.4 |  |  | 53.4
AR | Magnet Cove Generating Station | 55714 | SN-01 | Hot Spring | 2005-05-05 | 2800 | 242 | 34.4304 | -92.8333 | ARP, CAIROS, TRNOXOS | Combined cycle | Pipeline Natural Gas |  | Dry Low NOx Burners<br>Selective Catalytic Reduction | Electric Utility | [7 empty] | 0.032 | 35.815 | 3498225.525 | 0.0327 | 44.944 | 5245748.15 | 0.0259 | 35.427 | 4889160.206 | 0.0299 | 37.204 | 4071019.083 | 0.0154 | 28.799 | 4824594.015 | 0.0158 | 30.618 | 4786579.704 | 0.0232 | 18.6 | 2247281.7 | 0.0131 | 31 | 4933389.1 | 21.9 | Dry Low NOx Burners<br>Selective Catalytic Reduction | Existing SCR | 0.0131 | 0.0131 | 10.5 |  |  | 10.5
AR | Magnet Cove Generating Station | 55714 | SN-02 | Hot Spring | 2005-10-17 | 2800 | 242 | 34.4304 | -92.8333 | ARP, CAIROS, TRNOXOS | Combined cycle | Pipeline Natural Gas |  | Dry Low NOx Burners<br>Selective Catalytic Reduction | Electric Utility | [10 empty] | 0.0344 | 44.276 | 4628692.425 | 0.0284 | 34.976 | 4637547.032 | 0.0265 | 32.545 | 3664050.029 | 0.0126 | 25.7 | 4607010.847 | 0.0153 | 37.58 | 5903490.345 | 0.0209 | 12.9 | 1559404.7 | 0.012 | 27.4 | 4760924.7 | 15.2 | Dry Low NOx Burners<br>Selective Catalytic Reduction | Existing SCR | 0.012 | 0.012 | 7.4 |  |  | 7.4
AR | McClellan | 203 | 1 | Ouachita | 1970-04-01 | 1436 | 136 | 33.5648 | -92.7917 | ARP | Dry bottom wall-fired boiler | Pipeline Natural Gas | Residual Oil |  | Electric Utility | Electric Services | 0.2643 | 191.319 | 1358438.277 | 0.2969 | 302.687 | 1890992.14 | 0.2021 | 154.395 | 1327815.639 | 0.1956 | 122.721 | 1204494.897 | 0.2127 | 150.092 | 1362519.631 | 0.1735 | 108.746 | 1223299.481 | 0.2017 | 104.635 | 1022362.536 | 0.2341 | 206.84 | 1577482.894 | 0.2729 | 242.1 | 1520549 | 0.2381 | 189.3 | 1498185.8 | 28.8 |  | New SNCR | 0.1735 | 0.1041 | 92.4 |  |  | 92.4
AR | Oswald Generating Station | 55221 | G1 | Pulaski | 2002-04-22 | 567 | 51 | 34.5923 | -92.2166 | ARP, CAIROS, TRNOXOS | Combined cycle | Pipeline Natural Gas |  | Steam Injection | Electric Utility |  | 0.1021 | 4.829 | 113088.472 | [6 empty] | 0.1088 | 7.845 | 166788.374 | 0.101 | 17.448 | 396716.079 | 0.1091 | 8.289 | 175691.406 | 0.1145 | 5.776 | 127063.936 | 0.1064 | 14.804 | 340331.2 | 0.1109 | 25.8 | 562818.3 | 0.1096 | 15 | 330332.5 | 27 | Steam Injection | Low Ozone Season Rate | 0.101 | 0.101 | 23.5 |  |  | 23.5
AR | Oswald Generating Station | 55221 | G2 | Pulaski | 2002-04-15 | 567 | 51 | 34.5923 | -92.2166 | ARP, CAIROS, TRNOXOS | Combined cycle | Pipeline Natural Gas |  | Steam Injection | Electric Utility |  | 0.0984 | 4.77 | 114395.729 | [6 empty] | 0.1044 | 8.221 | 182691.617 | 0.1047 | 13.57 | 302890.988 | 0.1243 | 6.38 | 125530.585 | 0.1145 | 6.626 | 141010.597 | 0.1105 | 11.617 | 248049.404 | 0.0978 | 18.7 | 433854.3 | 0.104 | 14.6 | 332436.5 | 20.8 | Steam Injection | Low Ozone Season Rate | 0.0978 | 0.0978 | 18.7 |  |  | 18.7
AR | Oswald Generating Station | 55221 | G3 | Pulaski | 2002-04-08 | 567 | 51 | 34.5923 | -92.2166 | ARP, CAIROS, TRNOXOS | Combined cycle | Pipeline Natural Gas |  | Steam Injection | Electric Utility |  | 0.098 | 4.314 | 102982.012 | [6 empty] | 0.092 | 11.181 | 269756.003 | 0.0936 | 2.884 | 66734.21 | 0.109 | 8.983 | 187850.34 | 0.1059 | 5.477 | 118633.585 | 0.0975 | 15.961 | 372782.046 | 0.1007 | 23.6 | 547876.5 | 0.1066 | 14.2 | 314272.6 | 26.3 | Steam Injection | Low Ozone Season Rate | 0.092 | 0.092 | 21.6 |  |  | 21.6
AR | Oswald Generating Station | 55221 | G4 | Pulaski | 2002-04-03 | 567 | 51 | 34.5923 | -92.2166 | ARP, CAIROS, TRNOXOS | Combined cycle | Pipeline Natural Gas |  | Steam Injection | Electric Utility |  | 0.0945 | 4.593 | 113317.109 | [6 empty] | 0.0965 | 9.742 | 231018.711 | 0.1011 | 11.037 | 249616.331 | 0.1107 | 10.176 | 212051.664 | 0.1046 | 6.833 | 153772.034 | 0.1042 | 13.534 | 314054.282 | 0.1087 | 12.9 | 280373 | 0.1014 | 13.5 | 315003.9 | 13.5 | Steam Injection | Low Ozone Season Rate | 0.0945 | 0.0945 | 11.2 |  |  | 11.2
AR | Oswald Generating Station | 55221 | G5 | Pulaski | 2002-03-28 | 567 | 51 | 34.5923 | -92.2166 | ARP, CAIROS, TRNOXOS | Combined cycle | Pipeline Natural Gas |  | Steam Injection | Electric Utility |  | 0.1047 | 5.075 | 114750.585 | [6 empty] | 0.0993 | 9.755 | 224873.115 | 0.1055 | 11.753 | 255682.276 | 0.1022 | 9.164 | 205850.883 | 0.1018 | 6.568 | 154747.276 | 0.1153 | 13.763 | 295921.622 | 0.1139 | 19 | 412935.7 | 0.1111 | 12.2 | 266314 | 19.8 | Steam Injection | Low Ozone Season Rate | 0.0993 | 0.0993 | 16.6 |  |  | 16.6
AR | Oswald Generating Station | 55221 | G6 | Pulaski | 2002-03-23 | 567 | 51 | 34.5923 | -92.2166 | ARP, CAIROS, TRNOXOS | Combined cycle | Pipeline Natural Gas |  | Steam Injection | Electric Utility |  | 0.1074 | 4.015 | 90660.173 | [6 empty] | 0.1008 | 5.851 | 136453.95 | 0.1033 | 11.295 | 256468.429 | 0.11 | 10.796 | 232229.256 | 0.108 | 6.133 | 141203.284 | 0.1137 | 18.144 | 384935.479 | 0.1079 | 16.7 | 373232.1 | 0.1031 | 12.5 | 287983.5 | 17.9 | Steam Injection | Low Ozone Season Rate | 0.1008 | 0.1008 | 15.6 |  |  | 15.6
AR | Oswald Generating Station | 55221 | G7 | Pulaski | 2002-04-18 | 1260 | 83.5 | 34.5923 | -92.2166 | ARP, CAIROS, TRNOXOS | Combined cycle | Pipeline Natural Gas |  | Dry Low NOx Burners | Electric Utility |  | 0.0344 | 3.087 | 230004.314 | [6 empty] | 0.0532 | 19.16 | 755250.058 | 0.0329 | 13.056 | 983117.726 | 0.0392 | 10.227 | 667108.051 | 0.0485 | 7.014 | 389671.504 | 0.0396 | 16.364 | 1056693.546 | 0.0332 | 17.9 | 1366092.4 | 0.0317 | 10.9 | 893494.1 | 29.5 | Dry Low NOx Burners | Low Ozone Season Rate | 0.0317 | 0.0317 | 17.1 |  |  | 17.1
AR | Plum Point Energy Station | 56456 | 1 | Ozaukee | 1935-10-01 | 1445 | 720 | 43.3842 | -87.8689 | ARP, CAIROS | Dry bottom wall-fired boiler (Started Jan 20, 2010) | Coal |  | Low NOx Burner Technology (Dry Bottom only)<br>Selective Catalytic Reduction | Electric Utility | [22 empty] | 0.0906 | 379.21 | 8006870.278 | 0.0648 | 570.9 | 17600000 | 0.0641 | 690.2 | 21500000 | 332.1 |  | New SCR | 0.0641 | 0.06 | 528.6 |  |  | 528.6
AR | Thomas Fitzhugh | 201 | 2 | Franklin | 2002-12-31 | 1750 | 126 | 35.4617 | -93.8053 | ARP, CAIROS, TRNOXOS | Combined cycle | Pipeline Natural Gas | Diesel Oil | Dry Low NOx Burners<br>Water Injection | Electric Utility |  | 0.0796 | 10.206 | 267083.171 | 0.096 | 3.342 | 75821.554 | 0.0815 | 55.09 | 1457294.613 | 0.0996 | 55.586 | 1222328.843 | 0.2061 | 78.086 | 902889.237 | 0.1497 | 21.645 | 336262.192 | 0.1117 | 23.841 | 446221.585 | 0.1247 | 35.939 | 589663.579 | 0.0972 | 39.9 | 861101.2 | 0.1037 | 53 | 1084088.2 | 13.4 | Dry Low NOx Burners<br>Water Injection | Low Ozone Season Rate | 0.0796 | 0.0796 | 32.7 |  |  | 32.7
AR | Union Power Station | 55380 | CTG-1 | Union | 2002-09-03 | 2319 | 176 | 33.2961 | -92.5933 | ARP, CAIROS, TRNOXOS | Combined cycle | Pipeline Natural Gas |  | Dry Low NOx Burners<br>Selective Catalytic Reduction | Electric Utility |  | 0.0407 | 22.629 | 1998597.1 | 0.0375 | 19.104 | 1845150 | 0.0415 | 22.87 | 2293649.1 | 0.0388 | 30.833 | 3169089.225 | 0.035 | 19.57 | 1972341.308 | 0.0437 | 18.63 | 1836449.321 | 0.031 | 21.735 | 2539956.364 | 0.0331 | 26.754 | 3171052.07 | 0.0293 | 25.1 | 3122650.8 | 0.0186 | 24.8 | 3987800.9 | 36.7 | Dry Low NOx Burners<br>Selective Catalytic Reduction | Existing SCR | 0.0186 | 0.0186 | 16 |  |  | 16
AR | Union Power Station | 55380 | CTG-2 | Union | 2002-09-06 | 2319 | 176 | 33.2961 | -92.5933 | ARP, CAIROS, TRNOXOS | Combined cycle | Pipeline Natural Gas |  | Dry Low NOx Burners<br>Selective Catalytic Reduction | Electric Utility |  | 0.0419 | 24.086 | 2095955.775 | 0.0348 | 18.461 | 1853723.725 | 0.0422 | 22.885 | 2249640.05 | 0.0381 | 33.705 | 3365865.65 | 0.0311 | 17.012 | 1906442.662 | 0.0407 | 14.896 | 1606148.167 | 0.0327 | 20.464 | 2415376.727 | 0.0299 | 25.164 | 3235026.912 | 0.026 | 22.1 | 2995041.4 | 0.0201 | 25.7 | 3974555.1 | 35.2 | Dry Low NOx Burners<br>Selective Catalytic Reduction | Existing SCR | 0.0201 | 0.0201 | 17.1 |  |  | 17.1
AR | Union Power Station | 55380 | CTG-3 | Union | 2002-11-25 | 2319 | 176 | 33.2961 | -92.5933 | ARP, CAIROS, TRNOXOS | Combined cycle | Pipeline Natural Gas |  | Dry Low NOx Burners<br>Selective Catalytic Reduction | Electric Utility |  | 0.0423 | 30.852 | 2573178.35 | 0.0378 | 8.293 | 774248.85 | 0.0448 | 23.038 | 2105577.175 | 0.0391 | 15.28 | 1549024.4 | 0.0274 | 20.398 | 2504077.359 | 0.0588 | 11.394 | 895550.243 | 0.0309 | 23.249 | 2708422.531 | 0.0346 | 31.811 | 3481767.579 | 0.0191 | 23.2 | 3497061.7 | 0.0187 | 25.3 | 4011954.8 | 41.1 | Dry Low NOx Burners<br>Selective Catalytic Reduction | Existing SCR | 0.0187 | 0.0187 | 22.8 |  |  | 22.8
AR | Union Power Station | 55380 | CTG-4 | Union | 2002-11-28 | 2319 | 176 | 33.2961 | -92.5933 | ARP, CAIROS, TRNOXOS | Combined cycle | Pipeline Natural Gas |  | Dry Low NOx Burners<br>Selective Catalytic Reduction | Electric Utility |  | 0.035 | 24.277 | 2467635.325 | 0.0344 | 7.167 | 725283.525 | 0.0421 | 20.934 | 2114601.775 | 0.0373 | 28.024 | 2923330.5 | 0.0275 | 21.882 | 2703761.973 | 0.04 | 8.281 | 897966.499 | 0.0252 | 18.482 | 2538844.08 | 0.032 | 27.346 | 3307617.51 | 0.02 | 22.6 | 3409080.3 | 0.0199 | 26.5 | 4089376.5 | 40 | Dry Low NOx Burners<br>Selective Catalytic Reduction | Existing SCR | 0.0199 | 0.0199 | 22.5 |  |  | 22.5
AR | Union Power Station | 55380 | CTG-5 | Union | 2003-01-28 | 2127 | 176 | 33.2961 | -92.5933 | ARP, CAIROS, TRNOXOS | Combined cycle | Pipeline Natural Gas |  | Dry Low NOx Burners<br>Selective Catalytic Reduction | Electric Utility |  | 0.0381 | 27.434 | 2570812.4 | 0.0382 | 20.413 | 1881639.175 | 0.0417 | 18.235 | 1756930.975 | 0.036 | 30.997 | 3263436.575 | 0.0275 | 24.926 | 3064423.477 | 0.0364 | 20.548 | 2298201.764 | 0.0243 | 20.264 | 2796025.205 | 0.0338 | 25.689 | 3149296.855 | 0.0276 | 21.3 | 2771852.7 | 0.0164 | 27.1 | 4592517.9 | 35.5 | Dry Low NOx Burners<br>Selective Catalytic Reduction | Existing SCR | 0.0164 | 0.0164 | 12.6 |  |  | 12.6
AR | Union Power Station | 55380 | CTG-6 | Union | 2003-02-02 | 2124.7 | 176 | 33.2961 | -92.5933 | ARP, CAIROS, TRNOXOS | Combined cycle | Pipeline Natural Gas |  | Dry Low NOx Burners<br>Selective Catalytic Reduction | Electric Utility |  | 0.0386 | 29.021 | 2718672.5 | 0.0362 | 16.962 | 1659942.45 | 0.0436 | 17.77 | 1648691.7 | 0.0398 | 31.372 | 3020779.45 | 0.0304 | 24.596 | 2813692.639 | 0.0399 | 25.528 | 2612637.922 | 0.0237 | 20.09 | 2814779.429 | 0.0282 | 23.669 | 3012808.632 | 0.0279 | 21.6 | 2924170.3 | 0.0165 | 24.4 | 4171228.7 | 37.5 | Dry Low NOx Burners<br>Selective Catalytic Reduction | Existing SCR | 0.0165 | 0.0165 | 12.7 |  |  | 12.7
AR | Union Power Station | 55380 | CTG-7 | Union | 2003-03-03 | 2319 | 176 | 33.2961 | -92.5933 | ARP, CAIROS, TRNOXOS | Combined cycle | Pipeline Natural Gas |  | Dry Low NOx Burners<br>Selective Catalytic Reduction | Electric Utility |  | 0.0375 | 21.865 | 2080638.5 | 0.0382 | 22.895 | 2111005.325 | 0.0424 | 25.498 | 2476393.975 | 0.0392 | 32.825 | 3158514.85 | 0.0265 | 21.577 | 2670659.338 | 0.0443 | 16.593 | 1651629.621 | 0.0342 | 19.607 | 2287746.408 | 0.0321 | 27.382 | 3311009.552 | 0.0274 | 25.1 | 3248221.5 | 0.015 | 28.6 | 4879117.5 | 38.1 | Dry Low NOx Burners<br>Selective Catalytic Reduction | Existing SCR | 0.015 | 0.015 | 13.8 |  |  | 13.8
AR | Union Power Station | 55380 | CTG-8 | Union | 2003-03-07 | 2321.3 | 176 | 33.2961 | -92.5933 | ARP, CAIROS, TRNOXOS | Combined cycle | Pipeline Natural Gas |  | Dry Low NOx Burners<br>Selective Catalytic Reduction | Electric Utility |  | 0.0419 | 24.745 | 2085194.475 | 0.0326 | 20.761 | 2141543.2 | 0.0408 | 26.739 | 2658517.925 | 0.0391 | 33.706 | 3349159.8 | 0.0298 | 25.432 | 2833915.664 | 0.0423 | 14.578 | 1513503.985 | 0.0293 | 19.233 | 2384735.489 | 0.0282 | 25.239 | 3261634.387 | 0.0257 | 27.1 | 3642257.3 | 0.0172 | 29.2 | 4629932.8 | 42.7 | Dry Low NOx Burners<br>Selective Catalytic Reduction | Existing SCR | 0.0172 | 0.0172 | 18.1 |  |  | 18.1
AR | White Bluff | 6009 | 1 | Jefferson | 1980-08-22 | 9700 | 900 | 34.4236 | -92.1392 | ARP | Tangentially-fired | Coal | Residual Oil | Overfire Air | Electric Utility | Electric Services | 0.3488 | 4511.354 | 25900000 | 0.2994 | 3826.332 | 25900000 | 0.3378 | 3595.451 | 22500000 | 0.2549 | 3238.432 | 25800000 | 0.2475 | 3052.093 | 24600000 | 0.2654 | 2812.963 | 20600000 | 0.2463 | 2625.434 | 20900000 | 0.2576 | 3844.619 | 29800000 | 0.2755 | 3955.8 | 28700000 | 0.2777 | 3503.6 | 25400000 | 80.6 |  | New SCR | 0.2463 | 0.06 | 861.5 |  |  | 861.5
AR | White Bluff | 6009 | 2 | Jefferson | 1981-07-23 | 10016 | 900 | 34.4236 | -92.1392 | ARP | Tangentially-fired | Coal | Residual Oil | Overfire Air | Electric Utility | Electric Services | 0.3226 | 4513.488 | 27900000 | 0.2893 | 4023.846 | 28400000 | 0.3095 | 3838.467 | 25000000 | 0.2694 | 3358.499 | 25100000 | 0.2867 | 3170.417 | 21200000 | 0.3033 | 4018.209 | 26000000 | 0.2761 | 3695.335 | 26600000 | 0.3115 | 4320.65 | 27200000 | 0.2798 | 3794.1 | 26900000 | 0.2459 | 3382.8 | 27500000 | 73.1 |  | New SCR | 0.2459 | 0.06 | 813.6 |  |  | 813.6
AZ | Agua Fria Generating Station | 141 | 1 | Maricopa | 1958-01-01 | 1370 | 113.6 | 33.5542 | -112.2161 | ARP | Dry bottom wall-fired boiler | Pipeline Natural Gas | Diesel Oil |  | Electric Utility | Electric Services | 0.2229 | 109.367 | 788950.135 | 0.1948 | 73.646 | 603830.062 | 0.2011 | 45.867 | 352490.344 | 0.1866 | 39.581 | 315059.311 | 0.1857 | 52.015 | 421662.821 | 0.182 | 41.482 | 342020.772 | 0.1748 | 17.33 | 143550.128 | 0.1395 | 7.52 | 71216.891 | 0.1854 | 22.2 | 182523.9 | 0.1859 | 29.4 | 249116.7 | 3.6 |  | New SNCR | 0.1395 | 0.0837 | 10 |  |  | 10
AZ | Agua Fria Generating Station | 141 | 2 | Maricopa | 1957-04-01 | 1370 | 113.6 | 33.5542 | -112.2161 | ARP | Dry bottom wall-fired boiler | Pipeline Natural Gas | Diesel Oil |  | Electric Utility | Electric Services | 0.1977 | 95.827 | 782184.582 | 0.183 | 69.191 | 605531.358 | 0.1856 | 43.187 | 364168.154 | 0.1838 | 43.363 | 361031.954 | 0.1834 | 49.662 | 413724.275 | 0.1804 | 34.959 | 283165.934 | 0.1697 | 19.708 | 165521.816 | 0.1572 | 9.617 | 82531.358 | 0.172 | 24.9 | 214615.3 | 0.1816 | 28 | 239163.9 | 4.3 |  | New SNCR | 0.1572 | 0.09432 | 13.7 |  |  | 13.7
AZ | Agua Fria Generating Station | 141 | 3 | Maricopa | 1961-04-01 | 2350 | 163.2 | 33.5542 | -112.2161 | ARP | Dry bottom turbo-fired boiler | Pipeline Natural Gas | Diesel Oil |  | Electric Utility | Electric Services | 0.4488 | 507.768 | 1669632.805 | 0.3556 | 399.748 | 1522369.045 | 0.3602 | 234.022 | 884717.605 | 0.3648 | 233.062 | 886293.986 | 0.3953 | 295.163 | 1031038.529 | 0.3653 | 219.15 | 816685.888 | 0.3332 | 124.431 | 474931.029 | 0.273 | 35.034 | 143561.9 | 0.3792 | 44.4 | 150182.5 | 0.3386 | 43.5 | 166937.5 | 1.7 |  | New SCR | 0.273 | 0.06 | 7 |  |  | 7
AZ | Apache Station | 160 | 1 | Cochise | 1964-09-01 | 919 | 81.6 | 32.0619 | -109.8931 | ARP | Dry bottom wall-fired boiler | Pipeline Natural Gas |  |  | Electric Utility | Electric Services | 0.1377 | 78.16 | 1141594.7 | 0.1405 | 42.572 | 634301.654 | 0.1693 | 51.028 | 729448.052 | 0.1645 | 39.616 | 569633.563 | 0.1558 | 48.874 | 721103.938 | 0.1578 | 30.88 | 446880.207 | 0.171 | 23.005 | 295343.429 | 0.1602 | 4.663 | 70118.159 | 0.335 | 0 | 12.8 |  |  |  | 0 |  | New SNCR | 0.1377 | 0.08262 | 0 |  |  | 0
AZ | Apache Station | 160 | 2 | Cochise | 1979-01-01 | 1900 | 204 | 32.0619 | -109.8931 | ARP | Dry bottom turbo-fired boiler | Coal | Pipeline Natural Gas | Overfire Air | Electric Utility | Electric Services | 0.4698 | 1703.52 | 7128024.25 | 0.4851 | 1733.607 | 7100157.298 | 0.4829 | 1790.102 | 7386227.984 | 0.469 | 1752.107 | 7457490.514 | 0.4653 | 1719.175 | 7373028.024 | 0.3635 | 1344.933 | 7369780.936 | 0.384 | 1060.341 | 5496707.826 | 0.3513 | 975.407 | 5450401.89 | 0.362 | 934.4 | 5068646.9 | 0.3001 | 688.5 | 4419185.1 | 72.7 |  | New SCR | 0.3001 | 0.06 | 154.9 |  |  | 154.9
AZ | Apache Station | 160 | 3 | Cochise | 1979-09-01 | 1900 | 204 | 32.0619 | -109.8931 | ARP | Dry bottom turbo-fired boiler | Coal | Pipeline Natural Gas | Overfire Air | Electric Utility | Electric Services | 0.435 | 1464.449 | 6657059.925 | 0.4313 | 1576.51 | 7269384.999 | 0.4359 | 1673.028 | 7650825.229 | 0.4523 | 1707.265 | 7523863.377 | 0.4279 | 1618.07 | 7548237.353 | 0.4299 | 1605.115 | 7445831.781 | 0.44 | 1156.165 | 5052622.618 | 0.4443 | 1364.008 | 6097315.725 | 0.435 | 1328.3 | 5958268.6 | 0.2909 | 857.1 | 5265390.1 | 85.4 |  | New SCR | 0.2909 | 0.06 | 183.2 |  |  | 183.2
AZ | Apache Station | 160 | 4 | Cochise | 2002-11-01 | 413.1 | 60.5 | 32.0619 | -109.8931 | ARP | Combustion turbine | Pipeline Natural Gas |  | Water Injection<br>Selective Catalytic Reduction | Electric Utility |  | 0.0249 | 3.264 | 355600.537 | 0.0367 | 5.011 | 347063.856 | 0.0297 | 3.719 | 385814.262 | 0.0336 | 2.917 | 270773.372 | 0.0315 | 4.408 | 353060.717 | 0.037 | 2.672 | 211296.983 | 0.0356 | 3.255 | 270559.577 | 0.042 | 2.948 | 214310.711 | 0.057 | 2.9 | 132605 | 0.0533 | 2.3 | 117840.9 | 8.7 | Water Injection<br>Selective Catalytic Reduction | Existing SCR | 0.0249 | 0.0249 | 1.3 |  |  | 1.3
AZ | APS Saguaro Power Plant | 118 | 1 | Pinal | 1954-06-01 | 1330 | 125 | 32.5517 | -111.3 | ARP | Tangentially-fired | Pipeline Natural Gas | Residual Oil |  | Electric Utility | Electric Services | 0.1415 | 39.175 | 480690.069 | 0.1424 | 26.075 | 307361.806 | 0.1528 | 20.392 | 225531.221 | 0.1244 | 23.346 | 324461.003 | 0.1244 | 39.736 | 562881.714 | 0.1043 | 13.649 | 214490.931 | 0.1144 | 27.984 | 390119.457 |  |  |  | 0.1066 | 0.7 | 9056.5 |  |  |  | 0.2 |  | New SNCR | 0.1043 | 0.06258 | 0.4 |  |  | 0.4
AZ | APS Saguaro Power Plant | 118 | 2 | Pinal | 1955-05-01 | 1330 | 125 | 32.5517 | -111.3 | ARP | Tangentially-fired | Pipeline Natural Gas | Residual Oil |  | Electric Utility | Electric Services | 0.1232 | 26.528 | 385535.862 | 0.1207 | 17.078 | 231239.533 | 0.1449 | 20.605 | 239700.192 | 0.1264 | 20.155 | 284256.845 | 0.1177 | 36.44 | 546966.257 | 0.0997 | 15.543 | 263883.455 | 0.1026 | 26.697 | 429589.783 | 0 | 0 | 2.122 | 0.0707 | 0.3 | 7902.1 |  |  |  | 0.2 |  | New SNCR | 0.0707 | 0.06 | 0.3 |  |  | 0.3
AZ | APS Saguaro Power Plant | 118 | CT3 | Pinal | 2002-03-01 | 950 |  | 32.5517 | -111.3 | ARP | Combustion turbine | Pipeline Natural Gas |  | Dry Low NOx Burners | Electric Utility |  | 0.0439 | 4.355 | 259842.84 | 0.0493 | 2.391 | 130733.365 | 0.0583 | 1.922 | 80559.151 | 0.0471 | 1.59 | 92934.83 | 0.0621 | 3.118 | 132809.836 | 0.0456 | 2.337 | 141843.092 | 0.0659 | 2.908 | 119497.463 | 0.057 | 1.557 | 78999.261 | 0.0562 | 1.6 | 76904.1 | 0.0632 | 3.8 | 171929.1 | 2.2 | Dry Low NOx Burners | Low Ozone Season Rate | 0.0439 | 0.0439 | 1.2 |  |  | 1.2
AZ | APS West Phoenix Power Plant | 117 | CC4 | Maricopa | 2001-04-12 | 1190 | 91 | 33.4417 | -112.1583 | ARP | Combined cycle | Pipeline Natural Gas |  | Dry Low NOx Burners | Electric Utility |  | 0.0319 | 27.526 | 1944301.512 | 0.0369 | 12.698 | 854973.916 | 0.0374 | 13.344 | 845778.373 | 0.036 | 20.733 | 1375384.358 | 0.0298 | 15.268 | 1199543.095 | 0.034 | 13.764 | 1041717.413 | 0.0366 | 16.517 | 1205165.439 | 0.0447 | 11.521 | 687527.628 | 0.0433 | 15.6 | 933209.6 | 0.042 | 11.8 | 731154.3 | 21.4 | Dry Low NOx Burners | Low Ozone Season Rate | 0.0298 | 0.0298 | 10.7 |  |  | 10.7
AZ | APS West Phoenix Power Plant | 117 | CC5A | Maricopa | 2003-06-13 | 2073.5 | 184.5 | 33.4417 | -112.1583 | ARP | Combined cycle | Pipeline Natural Gas |  | Dry Low NOx Burners<br>Selective Catalytic Reduction | Electric Utility |  | 0.0147 | 13.791 | 2205896.393 | 0.0145 | 23.296 | 3573213.614 | 0.0167 | 26.559 | 3745333.333 | 0.0153 | 27.669 | 4087655.912 | 0.0185 | 25.768 | 3291530.265 | 0.0232 | 25.121 | 2860364.642 | 0.0224 | 25.094 | 2732430.15 | 0.0226 | 22.666 | 2512850.876 | 0.0222 | 24 | 2713943.4 | 0.0152 | 36.8 | 4980265.9 | 35.6 | Dry Low NOx Burners<br>Selective Catalytic Reduction | Existing SCR | 0.0145 | 0.0145 | 15.7 |  |  | 15.7
AZ | APS West Phoenix Power Plant | 117 | CC5B | Maricopa | 2003-06-16 | 2073.5 | 184.5 | 33.4417 | -112.1583 | ARP | Combined cycle | Pipeline Natural Gas |  | Dry Low NOx Burners<br>Selective Catalytic Reduction | Electric Utility |  | 0.0144 | 14.519 | 2376269.665 | 0.0191 | 20.999 | 2828272.144 | 0.0165 | 24.447 | 3422832.311 | 0.015 | 25.644 | 3791629.282 | 0.0188 | 27.802 | 3296169.923 | 0.0218 | 24.748 | 2919326.388 | 0.0213 | 24.353 | 2763188.928 | 0.0237 | 23.827 | 2559231.875 | 0.0204 | 25.3 | 2972618.7 | 0.0172 | 31.4 | 4118632.9 | 39 | Dry Low NOx Burners<br>Selective Catalytic Reduction | Existing SCR | 0.0144 | 0.0144 | 17.8 |  |  | 17.8
AZ | Arlington Valley Energy Facility | 55282 | CTG1 | Maricopa | 2002-03-19 | 2195 | 198 | 33.3417 | -112.8897 | ARP | Combined cycle | Pipeline Natural Gas |  | Dry Low NOx Burners<br>Selective Catalytic Reduction | Electric Utility |  | 0.0192 | 19.297 | 3501296.932 | 0.0211 | 12.583 | 2265808.558 | 0.019 | 12.19 | 2427089.801 | 0.013 | 19.737 | 4369805.916 | 0.0147 | 19.374 | 4314341.361 | 0.0165 | 11.281 | 2378512.859 | 0.0195 | 10.973 | 2284435.082 | 0.0094 | 16.702 | 4139472.386 | 0.0123 | 17.4 | 3963039.4 | 0.0102 | 20 | 4834076.7 | 49.2 | Dry Low NOx Burners<br>Selective Catalytic Reduction | Existing SCR | 0.0094 | 0.0094 | 13.3 |  |  | 13.3
AZ | Arlington Valley Energy Facility | 55282 | CTG2 | Maricopa | 2002-04-04 | 2195 | 198 | 33.3417 | -112.8897 | ARP | Combined cycle | Pipeline Natural Gas |  | Dry Low NOx Burners<br>Selective Catalytic Reduction | Electric Utility |  | 0.0187 | 15.64 | 3001169.955 | 0.0218 | 13.554 | 2502964.787 | 0.0221 | 14.603 | 2835485.597 | 0.0142 | 20.75 | 4500538.832 | 0.016 | 16.804 | 3775283.271 | 0.018 | 10.869 | 2277785.053 | 0.0162 | 9.827 | 2108658.066 | 0.0083 | 16.657 | 4287683.157 | 0.0109 | 17 | 4014766 | 0.0085 | 21 | 5357111.7 | 49.8 | Dry Low NOx Burners<br>Selective Catalytic Reduction | Existing SCR | 0.0083 | 0.0083 | 13 |  |  | 13
AZ | Black Mountain Generating Station | 56482 | 1 | Mohave | 2008-04-29 | 490 | 60.5 | 35.0534 | -114.1353 | ARP | Combustion turbine | Natural Gas |  | Water Injection | Electric Utility | [19 empty] | 0.087 | 17.242 | 426581.741 | 0.0893 | 11.547 | 279615.993 | 0.0982 | 4.7 | 106857.5 | 0.1012 | 22.9 | 486583.7 | 5.9 | Water Injection | Low Ozone Season Rate | 0.087 | 0.087 | 4.2 |  |  | 4.2
AZ | Black Mountain Generating Station | 56482 | 2 | Mohave | 2008-05-01 | 490 | 60.5 | 35.0534 | -114.1353 | ARP | Combustion turbine | Natural Gas |  | Water Injection | Electric Utility | [19 empty] | 0.0958 | 9.079 | 213756.358 | 0.0873 | 11.786 | 293489.325 | 0.095 | 4.2 | 97362.4 | 0.1029 | 7 | 150565.1 | 5.4 | Water Injection | Low Ozone Season Rate | 0.0873 | 0.0873 | 3.9 |  |  | 3.9
AZ | Cholla | 113 | 1 | Navajo | 1962-05-01 | 1477 | 113.6 | 34.9394 | -110.3033 | ARP | Tangentially-fired | Coal | Natural Gas |  | Electric Utility | Electric Services | 0.3534 | 725.842 | 4126251.136 | 0.3519 | 693.772 | 3971598.005 | 0.3282 | 647.502 | 3992890.058 | 0.3696 | 763.223 | 4152424.879 | 0.3984 | 824.386 | 4139701.811 | 0.1562 | 341.442 | 4412589.462 | 0.2132 | 376.384 | 3634280.861 | 0.1949 | 454.388 | 4747549.157 | 0.2324 | 549.8 | 4748165.8 | 0.2303 | 488.7 | 4295960.8 | 87.5 |  | New SCR | 0.1562 | 0.06 | 141.9 |  |  | 141.9
AZ | Cholla | 113 | 2 | Navajo | 1978-06-01 | 5940 | 288.9 | 34.9394 | -110.3033 | ARP | Tangentially-fired | Coal |  |  | Electric Utility | Electric Services | 0.3073 | 1424.304 | 9324934.738 | 0.2952 | 1376.512 | 9400866.832 | 0.3286 | 1390.047 | 8385578.026 | 0.3525 | 1634.409 | 9242263.287 | 0.3523 | 1791.386 | 10200000 | 0.3051 | 1533.485 | 9983976.7 | 0.3086 | 1432.896 | 9375580.315 | 0.3073 | 984.163 | 6434653.149 | 0.2753 | 1258.9 | 9296136.6 | 0.2778 | 1296.4 | 9271443 | 42.6 |  | New SCR | 0.2753 | 0.06 | 274.4 |  |  | 274.4
AZ | Cholla | 113 | 3 | Navajo | 1980-05-15 | 5940 | 312.3 | 34.9394 | -110.3033 | ARP | Tangentially-fired | Coal |  |  | Electric Utility | Electric Services | 0.3067 | 863.063 | 5641929.517 | 0.3071 | 1396.502 | 9057436.663 | 0.322 | 1700.215 | 10500000 | 0.332 | 1540.039 | 9231704.445 | 0.3392 | 1663.548 | 9842678.938 | 0.3342 | 1666.269 | 9948855.138 | 0.2115 | 916.952 | 8822006.499 | 0.1967 | 1014.746 | 10500000 | 0.2477 | 1176.8 | 9463838.4 | 0.2038 | 939.4 | 9233015.5 | 43.4 |  | New SCR | 0.1967 | 0.06 | 285 |  |  | 285
AZ | Cholla | 113 | 4 | Navajo | 1981-06-05 | 6858 | 414 | 34.9394 | -110.3033 | ARP | Tangentially-fired | Coal |  |  | Electric Utility | Electric Services | 0.3236 | 2302.128 | 14100000 | 0.3086 | 1439.485 | 9040508.789 | 0.3916 | 2772.557 | 14100000 | 0.3576 | 2291.311 | 12700000 | 0.3331 | 2246.974 | 13400000 | 0.1845 | 1040.686 | 11600000 | 0.1745 | 1090.062 | 12500000 | 0.1737 | 974.032 | 11100000 | 0.2581 | 1633.5 | 12500000 | 0.2297 | 1469.3 | 12600000 | 49.6 |  | New SCR | 0.1737 | 0.06 | 379.7 |  |  | 379.7
AZ | Coolidge Generating Station | 56948 | CT01 | Pinal | 2011-01-18 | 480 | 60.5 | 32.9175 | -111.5041 | ARP | Combustion turbine | Pipeline Natural Gas |  | Water Injection<br>Selective Catalytic Reduction | Electric Utility | [25 empty] | 0.0197 | 0.4 | 69801.4 | 0.0224 | 0.9 | 160489.9 | 4 | Water Injection<br>Selective Catalytic Reduction | Existing SCR | 0.0197 | 0.0197 | 0.4 |  |  | 0.4
AZ | Coolidge Generating Station | 56948 | CT02 | Pinal | 2011-01-11 | 480 | 60.5 | 32.9175 | -111.5041 | ARP | Combustion turbine | Pipeline Natural Gas |  | Water Injection<br>Selective Catalytic Reduction | Electric Utility | [25 empty] | 0.0173 | 0.3 | 62750.7 | 0.0159 | 0.8 | 162444.8 | 3.6 | Water Injection<br>Selective Catalytic Reduction | Existing SCR | 0.0159 | 0.0159 | 0.3 |  |  | 0.3
AZ | Coolidge Generating Station | 56948 | CT03 | Pinal | 2010-12-17 | 480 | 60.5 | 32.9175 | -111.5041 | ARP | Combustion turbine | Pipeline Natural Gas |  | Water Injection<br>Selective Catalytic Reduction | Electric Utility | [25 empty] | 0.0193 | 0.3 | 58545.8 | 0.0178 | 0.8 | 159740.1 | 3.3 | Water Injection<br>Selective Catalytic Reduction | Existing SCR | 0.0178 | 0.0178 | 0.3 |  |  | 0.3
AZ | Coolidge Generating Station | 56948 | CT04 | Pinal | 2010-12-16 | 480 | 60.5 | 32.9175 | -111.5041 | ARP | Combustion turbine | Pipeline Natural Gas |  | Water Injection<br>Selective Catalytic Reduction | Electric Utility | [25 empty] | 0.018 | 0.4 | 65540.8 | 0.0189 | 0.9 | 162573 | 3.7 | Water Injection<br>Selective Catalytic Reduction | Existing SCR | 0.018 | 0.018 | 0.4 |  |  | 0.4
AZ | Coolidge Generating Station | 56948 | CT05 | Pinal | 2010-10-05 | 480 | 60.5 | 32.9175 | -111.5041 | ARP | Combustion turbine | Pipeline Natural Gas |  | Water Injection<br>Selective Catalytic Reduction | Electric Utility | [25 empty] | 0.0226 | 0.4 | 57422.3 | 0.0211 | 1 | 161846.5 | 3.3 | Water Injection<br>Selective Catalytic Reduction | Existing SCR | 0.0211 | 0.0211 | 0.3 |  |  | 0.3
AZ | Coolidge Generating Station | 56948 | CT06 | Pinal | 2010-10-04 | 480 | 60.5 | 32.9175 | -111.5041 | ARP | Combustion turbine | Pipeline Natural Gas |  | Water Injection<br>Selective Catalytic Reduction | Electric Utility | [25 empty] | 0.0176 | 0.3 | 62022.2 | 0.0179 | 0.8 | 149505.3 | 3.5 | Water Injection<br>Selective Catalytic Reduction | Existing SCR | 0.0176 | 0.0176 | 0.3 |  |  | 0.3
AZ | Coolidge Generating Station | 56948 | CT07 | Pinal | 2010-10-02 | 480 | 60.5 | 32.9175 | -111.5041 | ARP | Combustion turbine | Pipeline Natural Gas |  | Water Injection<br>Selective Catalytic Reduction | Electric Utility | [25 empty] | 0.0135 | 0.3 | 55222.5 | 0.0189 | 0.9 | 162522.7 | 3.1 | Water Injection<br>Selective Catalytic Reduction | Existing SCR | 0.0135 | 0.0135 | 0.3 |  |  | 0.3
AZ | Coolidge Generating Station | 56948 | CT08 | Pinal | 2010-10-03 | 480 | 60.5 | 32.9175 | -111.5041 | ARP | Combustion turbine | Pipeline Natural Gas |  | Water Injection<br>Selective Catalytic Reduction | Electric Utility | [25 empty] | 0.0113 | 0.3 | 60679.7 | 0.0159 | 0.8 | 160782.4 | 3.4 | Water Injection<br>Selective Catalytic Reduction | Existing SCR | 0.0113 | 0.0113 | 0.3 |  |  | 0.3
AZ | Coolidge Generating Station | 56948 | CT09 | Pinal | 2010-11-12 | 480 | 60.5 | 32.9175 | -111.5041 | ARP | Combustion turbine | Pipeline Natural Gas |  | Water Injection<br>Selective Catalytic Reduction | Electric Utility | [25 empty] | 0.017 | 0.3 | 64021.1 | 0.0162 | 0.8 | 158490.6 | 3.6 | Water Injection<br>Selective Catalytic Reduction | Existing SCR | 0.0162 | 0.0162 | 0.3 |  |  | 0.3
AZ | Coolidge Generating Station | 56948 | CT10 | Pinal | 2010-11-15 | 480 | 60.5 | 32.9175 | -111.5041 | ARP | Combustion turbine | Pipeline Natural Gas |  | Water Injection<br>Selective Catalytic Reduction | Electric Utility | [25 empty] | 0.0201 | 0.3 | 66902.5 | 0.0177 | 0.8 | 160805.5 | 3.8 | Water Injection<br>Selective Catalytic Reduction | Existing SCR | 0.0177 | 0.0177 | 0.3 |  |  | 0.3
AZ | Coolidge Generating Station | 56948 | CT11 | Pinal | 2010-11-14 | 480 | 60.5 | 32.9175 | -111.5041 | ARP | Combustion turbine | Pipeline Natural Gas |  | Water Injection<br>Selective Catalytic Reduction | Electric Utility | [25 empty] | 0.021 | 0.3 | 61559 | 0.0211 | 0.9 | 160780.2 | 3.5 | Water Injection<br>Selective Catalytic Reduction | Existing SCR | 0.021 | 0.021 | 0.3 |  |  | 0.3
AZ | Coolidge Generating Station | 56948 | CT12 | Pinal | 2010-11-17 | 480 | 60.5 | 32.9175 | -111.5041 | ARP | Combustion turbine | Pipeline Natural Gas |  | Water Injection<br>Selective Catalytic Reduction | Electric Utility | [25 empty] | 0.0205 | 0.3 | 63905.9 | 0.0197 | 0.8 | 156256.8 | 3.6 | Water Injection<br>Selective Catalytic Reduction | Existing SCR | 0.0197 | 0.0197 | 0.3 |  |  | 0.3
AZ | Coronado Generating Station | 6177 | U1B | Apache | 1979-12-01 | 4758.8 | 410.9 | 34.5778 | -109.2717 | ARP | Dry bottom turbo-fired boiler | Coal | Diesel Oil | Overfire Air | Electric Utility | Electric Services | 0.3909 | 2994.232 | 15200000 | 0.4172 | 2676.676 | 12600000 | 0.4398 | 3246.294 | 14600000 | 0.3748 | 2753.543 | 14500000 | 0.4449 | 3210.787 | 14200000 | 0.4166 | 3007.716 | 14300000 | 0.301 | 1640.495 | 10500000 | 0.2959 | 2264.42 | 15200000 | 0.3014 | 2084.2 | 13600000 | 0.2895 | 2141.5 | 14600000 | 77.6 |  | New SCR | 0.2895 | 0.06 | 414.9 |  |  | 414.9
AZ | Coronado Generating Station | 6177 | U2B | Apache | 1980-10-01 | 4899.6 | 410.9 | 34.5778 | -109.2717 | ARP | Dry bottom turbo-fired boiler | Coal | Diesel Oil | Overfire Air | Electric Utility | Electric Services | 0.4596 | 2752.984 | 11800000 | 0.4573 | 2970.939 | 12900000 | 0.4315 | 3056.807 | 14100000 | 0.4203 | 2767.892 | 13000000 | 0.4818 | 3113.516 | 12800000 | 0.4455 | 3322.936 | 14800000 | 0.4259 | 3074.174 | 14400000 | 0.4204 | 3144.657 | 14800000 | 0.3046 | 1890 | 11400000 | 0.2884 | 2149.8 | 14800000 | 63.4 |  | New SCR | 0.2884 | 0.06 | 372.3 |  |  | 372.3
AZ | De Moss Petrie Generating Station | 124 | GT1 | Pima | 2001-04-30 | 1140 |  | 32.2511 | -110.9889 | ARP | Combustion turbine | Natural Gas |  | Dry Low NOx Burners | Electric Utility |  | 0.0203 | 1.949 | 235607.08 | 0.0271 | 1.902 | 183628.207 | 0.0302 | 1.703 | 152908.26 | 0.0315 | 1.55 | 133158.685 | 0.0358 | 1.92 | 150888.682 | 0.0299 | 1.01 | 91155.632 | 0.0382 | 0.235 | 17071.277 | 0.0477 | 0.787 | 47252.4 | 0.0588 | 0.5 | 27445.6 | 0.0666 | 0.9 | 34660.5 | 0.7 | Dry Low NOx Burners | Low Ozone Season Rate | 0.0203 | 0.0203 | 0.2 |  |  | 0.2
AZ | Desert Basin Generating Station | 55129 | DBG1 | Pinal | 2001-09-15 | 2500 | 187 | 32.9042 | -111.7889 | ARP | Combined cycle | Pipeline Natural Gas |  | Selective Catalytic Reduction | Electric Utility |  | 0.0119 | 26.096 | 4831822.461 | 0.0142 | 23.553 | 4055567.822 | 0.0162 | 26.944 | 4379650.365 | 0.0168 | 22.227 | 3571618.954 | 0.019 | 20.74 | 3335893.346 | 0.0162 | 21.471 | 3550080.452 | 0.0163 | 12.618 | 2175232.698 | 0.0149 | 19.63 | 3562693.308 | 0.0147 | 15.2 | 2590433 | 0.0124 | 22.6 | 4304333.3 | 28.2 | Selective Catalytic Reduction | Existing SCR | 0.0119 | 0.0119 | 12.3 |  |  | 12.3
AZ | Desert Basin Generating Station | 55129 | DBG2 | Pinal | 2001-09-15 | 2500 | 187 | 32.9042 | -111.7889 | ARP | Combined cycle | Pipeline Natural Gas |  | Selective Catalytic Reduction | Electric Utility |  | 0.0142 | 29.208 | 4749183.6 | 0.0149 | 24.445 | 4114430.851 | 0.0175 | 23.294 | 3656771.751 | 0.0186 | 12.169 | 1869052.686 | 0.0173 | 22.152 | 3503658.912 | 0.0165 | 19.849 | 3295109.264 | 0.0162 | 16.967 | 2877364.968 | 0.0139 | 20.438 | 3659163.919 | 0.0126 | 11.9 | 2197751.7 | 0.0122 | 16.5 | 2971888.4 | 23.9 | Selective Catalytic Reduction | Existing SCR | 0.0122 | 0.0122 | 11.5 |  |  | 11.5
AZ | Gila River Power Station | 55306 | 1CTGA | Maricopa | 2003-01-20 | 2093 | 174 | 32.9761 | -112.694 | ARP | Combined cycle | Pipeline Natural Gas |  | Dry Low NOx Burners<br>Selective Catalytic Reduction | Electric Utility |  | 0.0446 | 18.409 | 1720777.1 | 0.0601 | 49.024 | 2987249.675 | 0.0692 | 49.25 | 2613159.2 | 0.0571 | 53.963 | 3655143.725 | 0.0439 | 36.437 | 3171052.333 | 0.0284 | 24.711 | 3717164.733 | 0.027 | 21.794 | 3493956.332 | 0.0272 | 20.599 | 3040996.836 | 0.0474 | 8.5 | 884206.7 | 0.0415 | 12.8 | 1515537.9 | 11.5 | Dry Low NOx Burners<br>Selective Catalytic Reduction | Existing SCR | 0.027 | 0.027 | 4.9 |  |  | 4.9
AZ | Gila River Power Station | 55306 | 1CTGB | Maricopa | 2003-01-23 | 2213 | 174 | 32.9761 | -112.694 | ARP | Combined cycle | Pipeline Natural Gas |  | Dry Low NOx Burners<br>Selective Catalytic Reduction | Electric Utility |  | 0.0472 | 14.887 | 1359184.9 | 0.0492 | 38.1 | 2902784.7 | 0.0474 | 27.587 | 2376527.575 | 0.0762 | 43.473 | 2754417.075 | 0.0498 | 50.003 | 3595472.388 | 0.0312 | 24.314 | 3668349.928 | 0.0269 | 20.753 | 3362308.601 | 0.0209 | 16.795 | 3014599.478 | 0.0429 | 6.1 | 696872 | 0.0381 | 14.8 | 1921099.2 | 8.6 | Dry Low NOx Burners<br>Selective Catalytic Reduction | Existing SCR | 0.0209 | 0.0209 | 3 |  |  | 3
AZ | Gila River Power Station | 55306 | 2CTGA | Maricopa | 2003-01-20 | 2155 | 174 | 32.9761 | -112.694 | ARP | Combined cycle | Pipeline Natural Gas |  | Dry Low NOx Burners<br>Selective Catalytic Reduction | Electric Utility |  | 0.0464 | 22.263 | 2001209.65 | 0.0463 | 35.527 | 2804703.475 | 0.0921 | 100.483 | 2881744.6 | 0.0455 | 36.907 | 3179597.525 | 0.0544 | 65.481 | 3533807.095 | 0.0254 | 22.396 | 3783141.555 | 0.0234 | 19.511 | 3510528.363 | 0.0274 | 17.797 | 2627686.453 | 0.0486 | 8.8 | 877023.8 | 0.0374 | 12 | 1559557.1 | 11.1 | Dry Low NOx Burners<br>Selective Catalytic Reduction | Existing SCR | 0.0234 | 0.0234 | 4.2 |  |  | 4.2
AZ | Gila River Power Station | 55306 | 2CTGB | Maricopa | 2003-05-31 | 2206 | 174 | 32.9761 | -112.694 | ARP | Combined cycle | Pipeline Natural Gas |  | Dry Low NOx Burners<br>Selective Catalytic Reduction | Electric Utility |  | 0.0596 | 31.901 | 1817242.525 | 0.0358 | 30.785 | 3190575.425 | 0.0635 | 40.522 | 2454245.725 | 0.0544 | 48.139 | 3196072.175 | 0.0463 | 39.674 | 2815886.542 | 0.0316 | 25.317 | 3876811.154 | 0.0218 | 18.947 | 3484715.153 | 0.0224 | 16.358 | 2643276.603 | 0.0445 | 7.1 | 772242 | 0.0329 | 15.1 | 2158356.5 | 9.5 | Dry Low NOx Burners<br>Selective Catalytic Reduction | Existing SCR | 0.0218 | 0.0218 | 3.5 |  |  | 3.5
AZ | Gila River Power Station | 55306 | 3CTGA | Maricopa | 2003-01-20 | 2163 | 174 | 32.9761 | -112.694 | ARP | Combined cycle | Pipeline Natural Gas |  | Dry Low NOx Burners<br>Selective Catalytic Reduction | Electric Utility |  | 0.0474 | 23.477 | 2011006.65 | 0.0462 | 47.035 | 3567414.775 | 0.041 | 29.655 | 2749703.575 | 0.0294 | 29.823 | 4023992.375 | 0.0537 | 74.078 | 3827882.853 | 0.0358 | 16.805 | 2136549.197 | 0.0188 | 21.16 | 4082513.389 | 0.0279 | 24.014 | 3581828.554 | 0.0355 | 19.4 | 2599494.8 | 0.0465 | 10.4 | 1275788.9 | 32.7 | Dry Low NOx Burners<br>Selective Catalytic Reduction | Existing SCR | 0.0188 | 0.0188 | 10.3 |  |  | 10.3
AZ | Gila River Power Station | 55306 | 3CTGB | Maricopa | 2003-06-30 | 2143 | 174 | 32.9761 | -112.694 | ARP | Combined cycle | Pipeline Natural Gas |  | Dry Low NOx Burners<br>Selective Catalytic Reduction | Electric Utility |  | 0.046 | 17.283 | 1531563.725 | 0.0303 | 30.534 | 3569816.875 | 0.051 | 31.566 | 2089363.55 | 0.0302 | 25.414 | 3486818.35 | 0.0475 | 41.103 | 3161917.583 | 0.035 | 16.642 | 2347733.038 | 0.0149 | 18.47 | 4162653.473 | 0.0255 | 21.149 | 3339349.255 | 0.0294 | 16.6 | 2640887.6 | 0.0206 | 6.4 | 1323935.5 | 33.6 | Dry Low NOx Burners<br>Selective Catalytic Reduction | Existing SCR | 0.0149 | 0.0149 | 8.4 |  |  | 8.4
AZ | Gila River Power Station | 55306 | 4CTGA | Maricopa | 2003-01-20 | 2334 | 174 | 32.9761 | -112.694 | ARP | Combined cycle | Pipeline Natural Gas |  | Dry Low NOx Burners<br>Selective Catalytic Reduction | Electric Utility |  | 0.0496 | 24.836 | 2011647.725 | 0.0488 | 45.222 | 3332589.275 | 0.0555 | 40.717 | 2690522.4 | 0.1196 | 215.714 | 4156048.45 | 0.021 | 25.198 | 4515954.354 | 0.0211 | 21.989 | 3713885.601 | 0.0188 | 21.575 | 3910495.637 | 0.0258 | 27.427 | 3553174.052 | 0.0252 | 25.4 | 3567679.1 | 0.0157 | 20.4 | 4062708.2 | 41.6 | Dry Low NOx Burners<br>Selective Catalytic Reduction | Existing SCR | 0.0157 | 0.0157 | 15.8 |  |  | 15.8
AZ | Gila River Power Station | 55306 | 4CTGB | Maricopa | 2003-01-20 | 2261 | 174 | 32.9761 | -112.694 | ARP | Combined cycle | Pipeline Natural Gas |  | Dry Low NOx Burners<br>Selective Catalytic Reduction | Electric Utility |  | 0.0567 | 29.428 | 2130003.575 | 0.046 | 50.776 | 3678671.25 | 0.0677 | 44.498 | 2478357.425 | 0.1052 | 118.855 | 3659450.75 | 0.1286 | 331.36 | 5137142.965 | 0.0182 | 21.955 | 3952933.39 | 0.0233 | 23.991 | 3760857.072 | 0.0266 | 26.507 | 3446242.225 | 0.0231 | 22.8 | 3501618.1 | 0.013 | 17.9 | 4030087.8 | 42.2 | Dry Low NOx Burners<br>Selective Catalytic Reduction | Existing SCR | 0.013 | 0.013 | 12.8 |  |  | 12.8
AZ | Griffith Energy Project | 55124 | P1 | Mohave | 2001-04-16 | 2506 | 176 | 35.0517 | -114.1334 | ARP | Combined cycle | Pipeline Natural Gas |  | Dry Low NOx Burners<br>Selective Catalytic Reduction | Electric Utility |  | 0.0261 | 21.252 | 2970123.925 | 0.0269 | 19.724 | 2687887.7 | 0.0274 | 16.722 | 2508330.35 | 0.015 | 14.657 | 2649831.55 | 0.013 | 30.669 | 5767999.467 | 0.0119 | 25.369 | 4986815.562 | 0.0117 | 28.3 | 5291386.666 | 0.0093 | 22.714 | 5148007.234 | 0.0091 | 20.5 | 4836558.8 | 0.012 | 26.9 | 5395590.2 | 52.6 | Dry Low NOx Burners<br>Selective Catalytic Reduction | Existing SCR | 0.0091 | 0.0091 | 20.5 |  |  | 20.5
AZ | Griffith Energy Project | 55124 | P2 | Mohave | 2001-03-08 | 2506 | 176.6 | 35.0517 | -114.1334 | ARP | Combined cycle | Pipeline Natural Gas |  | Dry Low NOx Burners<br>Selective Catalytic Reduction | Electric Utility |  | 0.0271 | 23.731 | 3272115.375 | 0.0231 | 21.958 | 3297670.85 | 0.0308 | 18.393 | 2463754 | 0.0147 | 14.208 | 2690323.65 | 0.0124 | 27.822 | 5403656.98 | 0.0108 | 22.343 | 4928492.843 | 0.0083 | 21.015 | 4923589.689 | 0.0096 | 22.413 | 5091367.048 | 0.0115 | 22 | 4500362.3 | 0.0124 | 27.1 | 5438417 | 48.9 | Dry Low NOx Burners<br>Selective Catalytic Reduction | Existing SCR | 0.0083 | 0.0083 | 15.9 |  |  | 15.9
AZ | Irvington Generating Station | 126 | 1 | Pima | 1958-05-01 | 850 | 108.8 | 32.16 | -110.9047 | ARP | Tangentially-fired | Pipeline Natural Gas | Residual Oil |  | Electric Utility | Electric Services | 0.1691 | 75.995 | 811408.609 | 0.1669 | 94.9 | 1025900.507 | 0.1584 | 57.535 | 634629.865 | 0.1397 | 46.388 | 574292.405 | 0.1303 | 37.132 | 492168.32 | 0.1421 | 22.491 | 263032.909 | 0.1574 | 43.618 | 519684.51 | 0.165 | 66.26 | 757938.433 | 0.1532 | 58.4 | 722467.9 | 0.1632 | 73.3 | 840223.4 | 23.1 |  | New SNCR | 0.1303 | 0.07818 | 29.8 |  |  | 29.8
AZ | Irvington Generating Station | 126 | 2 | Pima | 1960-10-01 | 820 | 108.8 | 32.16 | -110.9047 | ARP | Tangentially-fired | Pipeline Natural Gas | Residual Oil |  | Electric Utility | Electric Services | 0.2006 | 97.242 | 804860.44 | 0.1842 | 91.318 | 851431.353 | 0.1797 | 89.949 | 864320.792 | 0.18 | 77.388 | 757978.694 | 0.1788 | 81.938 | 777477.451 | 0.1683 | 47.777 | 468031.782 | 0.1636 | 53.965 | 598360.252 | 0.1685 | 58.679 | 616545.169 | 0.1399 | 49.1 | 681855.1 | 0.1572 | 63.2 | 759326.3 | 22.6 |  | New SNCR | 0.1399 | 0.08394 | 29.5 |  |  | 29.5
AZ | Irvington Generating Station | 126 | 3 | Pima | 1962-05-01 | 1210 | 113.6 | 32.16 | -110.9047 | ARP | Tangentially-fired | Pipeline Natural Gas | Residual Oil |  | Electric Utility | Electric Services | 0.2065 | 155.022 | 1396959.457 | 0.1889 | 149.461 | 1454765.997 | 0.1888 | 139.992 | 1403332.558 | 0.1794 | 121.742 | 1305453.348 | 0.1858 | 134.44 | 1374666.33 | 0.1712 | 100.552 | 1147485.814 | 0.1556 | 110.173 | 1394615.205 | 0.1487 | 95.233 | 1229371.16 | 0.1589 | 99.8 | 1266741.3 | 0.1738 | 123.8 | 1413503.8 | 28.5 |  | New SNCR | 0.1487 | 0.08922 | 56.1 |  |  | 56.1
AZ | Irvington Generating Station | 126 | 4 | Pima | 1967-05-01 | 1702 | 173.3 | 32.16 | -110.9047 | ARP | Dry bottom wall-fired boiler | Coal | Pipeline Natural Gas | Low NOx Burner Technology w/ Overfire Air | Electric Utility | Electric Services | 0.4328 | 760.268 | 3501411.54 | 0.4219 | 695.518 | 3246313.962 | 0.4186 | 807.245 | 3839898.299 | 0.4052 | 676.536 | 3275137.974 | 0.4224 | 808.234 | 3794086.209 | 0.4286 | 786.694 | 3647180.371 | 0.2159 | 252.141 | 2303206.536 | 0.3825 | 562.729 | 2889504.14 | 0.4745 | 701.3 | 2889450.2 | 0.2643 | 372.2 | 2757094.3 | 46.2 |  | New SCR | 0.2159 | 0.06 | 88.7 |  |  | 88.7
AZ | Kyrene Generating Station | 147 | K-2 | Maricopa | 1954-06-15 | 826 | 73.5 | 33.3544 | -111.9364 | ARP | Dry bottom wall-fired boiler | Diesel Oil, Pipeline Natural Gas |  |  | Electric Utility | Electric Services |  |  |  | 0.8027 | 74.801 | 186341.2 | [20 empty] | 0 |  |  |  | 0 |  | New SNCR | 0.8027 | 0.48162 | 0 |  |  | 0
AZ | Kyrene Generating Station | 147 | K-7 | Maricopa | 2002-03-07 | 2310 | 170 | 33.3544 | -111.9364 | ARP | Combined cycle | Pipeline Natural Gas |  | Dry Low NOx Burners<br>Selective Catalytic Reduction | Electric Utility |  | 0.0147 | 14.344 | 3224936.285 | 0.0201 | 17.754 | 3349738.027 | 0.0249 | 16.011 | 2587951.099 | 0.0307 | 16.887 | 2228822.834 | 0.0273 | 23.906 | 3327459.788 | 0.0284 | 22.989 | 3165835.004 | 0.0177 | 18.36 | 3544191.329 | 0.0314 | 15.567 | 2133187.812 | 0.0247 | 16 | 2692857.9 | 0.0105 | 21 | 4965221.6 | 31.7 | Dry Low NOx Burners<br>Selective Catalytic Reduction | Existing SCR | 0.0105 | 0.0105 | 6.8 |  |  | 6.8
AZ | Mesquite Generating Station | 55481 | 1 | Maricopa | 2003-02-11 | 2370 | 185.3 | 33.344 | -112.8535 | ARP | Combined cycle | Pipeline Natural Gas |  | Dry Low NOx Burners<br>Selective Catalytic Reduction | Electric Utility |  | 0.0114 | 19.622 | 4337349.625 | 0.0095 | 20.547 | 4649506 | 0.0097 | 22.485 | 5100287.525 | 0.0093 | 20.814 | 4831419.25 | 0.0085 | 28.568 | 6828625.24 | 0.0087 | 27.722 | 6532263.827 | 0.0086 | 27.035 | 6349790.257 | 0.0088 | 28.795 | 6721603.79 | 0.011 | 23.1 | 5131662 | 0.0089 | 20.4 | 4754244.2 | 59 | Dry Low NOx Burners<br>Selective Catalytic Reduction | Existing SCR | 0.0085 | 0.0085 | 17.8 |  |  | 17.8
AZ | Mesquite Generating Station | 55481 | 2 | Maricopa | 2003-02-12 | 2370 | 185.3 | 33.344 | -112.8535 | ARP | Combined cycle | Pipeline Natural Gas |  | Dry Low NOx Burners<br>Selective Catalytic Reduction | Electric Utility |  | 0.0134 | 22.588 | 4320237.8 | 0.0093 | 20.688 | 4812059.35 | 0.0091 | 21.06 | 4984704.725 | 0.0089 | 23.01 | 5494649.6 | 0.0081 | 27.971 | 6931216 | 0.0084 | 25.678 | 6285692.001 | 0.0083 | 26.698 | 6530335.521 | 0.0083 | 26.938 | 6673287.653 | 0.0097 | 21.9 | 5250781.6 | 0.0082 | 19.4 | 4805637.8 | 60.3 | Dry Low NOx Burners<br>Selective Catalytic Reduction | Existing SCR | 0.0081 | 0.0081 | 18.3 |  |  | 18.3
AZ | Mesquite Generating Station | 55481 | 5 | Maricopa | 2003-08-01 | 2370 | 185.3 | 33.344 | -112.8535 | ARP | Combined cycle | Pipeline Natural Gas |  | Dry Low NOx Burners<br>Selective Catalytic Reduction | Electric Utility |  |  |  |  | 0.0093 | 22.551 | 5230809.4 | 0.0092 | 22.183 | 5070388.75 | 0.0095 | 24.645 | 5634625.825 | 0.0086 | 29.859 | 7007352.952 | 0.0088 | 26.859 | 6301566.2 | 0.0093 | 29.512 | 6435966.563 | 0.0087 | 28.754 | 6618885.629 | 0.0105 | 23.9 | 5392090.2 | 0.0089 | 20.7 | 4850445.8 | 62 | Dry Low NOx Burners<br>Selective Catalytic Reduction | Existing SCR | 0.0086 | 0.0086 | 19.6 |  |  | 19.6
AZ | Mesquite Generating Station | 55481 | 6 | Maricopa | 2003-08-01 | 2370 | 185.3 | 33.344 | -112.8535 | ARP | Combined cycle | Pipeline Natural Gas |  | Dry Low NOx Burners<br>Selective Catalytic Reduction | Electric Utility |  |  |  |  | 0.0092 | 22.758 | 5318187.85 | 0.0096 | 22.623 | 5161672.275 | 0.0099 | 27.063 | 5738812.625 | 0.0094 | 32.088 | 6892608.296 | 0.0089 | 27.735 | 6480801.372 | 0.0092 | 29.331 | 6486487.849 | 0.0087 | 28.678 | 6640098 | 0.0102 | 24.1 | 5587241.6 | 0.009 | 20.4 | 4876867.3 | 64.2 | Dry Low NOx Burners<br>Selective Catalytic Reduction | Existing SCR | 0.0087 | 0.0087 | 20.5 |  |  | 20.5
AZ | Navajo Generating Station | 4941 | 1 | Coconino | 1974-05-31 | 16700 | 803.1 | 36.9047 | -111.3886 | ARP | Tangentially-fired | Coal | Diesel Oil | Other | Electric Utility | Electric Services | 0.3381 | 4845.221 | 28400000 | 0.3785 | 5414.564 | 28000000 | 0.3606 | 5489.278 | 30300000 | 0.3341 | 5094.941 | 30400000 | 0.3863 | 5768.709 | 29700000 | 0.3806 | 5641.97 | 29300000 | 0.3886 | 5978.556 | 30300000 | 0.4093 | 5311.457 | 25400000 | 0.2074 | 2834.1 | 27300000 | 0.1915 | 2402.9 | 24800000 | 44.5 |  | New SCR | 0.1915 | 0.06 | 819.9 |  |  | 819.9
AZ | Navajo Generating Station | 4941 | 2 | Coconino | 1975-04-01 | 16700 | 803.1 | 36.9047 | -111.3886 | ARP | Tangentially-fired | Coal | Diesel Oil | Other | Electric Utility | Electric Services | 0.3643 | 5550.876 | 30200000 | 0.3479 | 5145.515 | 29500000 | 0.3521 | 5124.723 | 28800000 | 0.3667 | 5183.403 | 28100000 | 0.3831 | 5520.448 | 28600000 | 0.3651 | 5355.548 | 29000000 | 0.3558 | 5265.562 | 29200000 | 0.2177 | 2642.331 | 24100000 | 0.2138 | 2836.6 | 26600000 | 0.1962 | 2149.1 | 21600000 | 43.3 |  | New SCR | 0.1962 | 0.06 | 796.1 |  |  | 796.1
AZ | Navajo Generating Station | 4941 | 3 | Coconino | 1976-04-30 | 16700 | 803.1 | 36.9047 | -111.3886 | ARP | Tangentially-fired | Coal | Diesel Oil | Other | Electric Utility | Electric Services | 0.3095 | 3922.565 | 24800000 | 0.314 | 4484.548 | 28500000 | 0.3132 | 4227.017 | 26700000 | 0.3265 | 4812.992 | 29400000 | 0.32 | 4289.678 | 26400000 | 0.3168 | 4934.195 | 30900000 | 0.1997 | 2658.637 | 26300000 | 0.214 | 3029.606 | 28300000 | 0.2196 | 3097.2 | 28100000 | 0.1887 | 2320.8 | 24200000 | 45.8 |  | New SCR | 0.1887 | 0.06 | 846.2 |  |  | 846.2
AZ | New Harquahala Generating Company, LLC | 55372 | CTG1 | Maricopa | 2003-05-30 | 2531 | 281.7 | 33.4759 | -113.1133 | ARP | Combined cycle | Pipeline Natural Gas |  | Dry Low NOx Burners<br>Selective Catalytic Reduction | Electric Utility |  | 0.2517 | 54.064 | 470212.575 |  |  |  | 0.0129 | 7.06 | 1652884.025 | 0.0084 | 13.762 | 3800903.102 | 0.0073 | 22.172 | 6371028.152 | 0.0095 | 18.673 | 4893811.281 | 0.008 | 19.193 | 5137309.939 | 0.0095 | 6.843 | 1724471.467 | 0.0224 | 8.6 | 1474166.1 | 0.0084 | 15.1 | 3987877.5 | 15.9 | Dry Low NOx Burners<br>Selective Catalytic Reduction | Existing SCR | 0.0073 | 0.0073 | 2.8 |  |  | 2.8
AZ | New Harquahala Generating Company, LLC | 55372 | CTG2 | Maricopa | 2003-06-01 | 2531 | 281.7 | 33.4759 | -113.1133 | ARP | Combined cycle | Pipeline Natural Gas |  | Dry Low NOx Burners<br>Selective Catalytic Reduction | Electric Utility |  | 0.0464 | 6.606 | 328095.375 |  |  |  | 0.0096 | 6.526 | 1803255.6 | 0.0093 | 8.396 | 2285926.139 | 0.0079 | 18.871 | 5075715.016 | 0.0093 | 23.305 | 5674411.824 | 0.0081 | 17.427 | 4582843.297 | 0.0095 | 11.045 | 2615263.568 | 0.0229 | 9 | 1517675.1 | 0.009 | 14.7 | 3788682 | 16.3 | Dry Low NOx Burners<br>Selective Catalytic Reduction | Existing SCR | 0.0079 | 0.0079 | 3.1 |  |  | 3.1
AZ | New Harquahala Generating Company, LLC | 55372 | CTG3 | Maricopa | 2003-07-31 | 2531 | 281.7 | 33.4759 | -113.1133 | ARP | Combined cycle | Pipeline Natural Gas |  | Dry Low NOx Burners<br>Selective Catalytic Reduction | Electric Utility | [7 empty] | 0.0069 | 7.098 | 2382502.45 | 0.0098 | 8.354 | 2241628.124 | 0.0074 | 21.384 | 6129969.085 | 0.009 | 17.199 | 4299979.543 | 0.0079 | 18.804 | 5114562.264 | 0.0091 | 8.885 | 2318624.354 | 0.0243 | 4.8 | 782286.9 | 0.0089 | 9.9 | 2565235.6 | 8.4 | Dry Low NOx Burners<br>Selective Catalytic Reduction | Existing SCR | 0.0069 | 0.0069 | 1.4 |  |  | 1.4
AZ | Ocotillo Power Plant | 116 | 1 | Maricopa | 1960-04-14 | 1240 | 113.6 | 33.4225 | -111.9122 | ARP | Tangentially-fired | Pipeline Natural Gas | Residual Oil |  | Electric Utility | Electric Services | 0.0881 | 42.3 | 787782.388 | 0.0888 | 41.442 | 794418.196 | 0.0784 | 30.429 | 648456.576 | 0.1053 | 41.385 | 637093.878 | 0.1102 | 53.27 | 810775.818 | 0.0916 | 19.124 | 356669.563 | 0.0979 | 18.844 | 309388.552 | 0.0911 | 14.947 | 270455.691 | 0.1034 | 27.2 | 442851.8 | 0.1127 | 30.8 | 451734.9 | 9.7 |  | Low Ozone Season Rate | 0.0784 | 0.0784 | 20.6 |  |  | 20.6
AZ | Ocotillo Power Plant | 116 | 2 | Maricopa | 1960-02-14 | 1240 | 113.6 | 33.4225 | -111.9122 | ARP | Tangentially-fired | Pipeline Natural Gas | Residual Oil |  | Electric Utility | Electric Services | 0.0806 | 39.391 | 800662.235 | 0.1058 | 41.928 | 668872.879 | 0.0907 | 34.477 | 624781.972 | 0.1054 | 39.488 | 624826.02 | 0.1174 | 56.916 | 828394.805 | 0.1147 | 24.047 | 350862.006 | 0.1496 | 56.171 | 637416.083 | 0.17 | 25.257 | 262637.728 | 0.1172 | 31.6 | 463799.3 | 0.1197 | 22.3 | 305607.8 | 10.2 |  | Low Ozone Season Rate | 0.0806 | 0.0806 | 21.7 |  |  | 21.7
AZ | Redhawk Generating Facility | 55455 | CC1A | Maricopa | 2002-04-25 | 2053 | 187.5 | 33.33 | -112.84 | ARP | Combined cycle | Pipeline Natural Gas |  | Dry Low NOx Burners<br>Selective Catalytic Reduction | Electric Utility |  | 0.019 | 23.754 | 3727739.175 | 0.0152 | 19.101 | 3515103.014 | 0.0119 | 21.218 | 4354405.596 | 0.0117 | 20.768 | 4306310.406 | 0.0129 | 21.466 | 4019937.973 | 0.0127 | 21.959 | 4174903.116 | 0.0148 | 20.793 | 3739093.053 | 0.0174 | 21.087 | 3395798.887 | 0.0172 | 13.7 | 2347885.4 | 0.011 | 18.1 | 3995867.4 | 31.1 | Dry Low NOx Burners<br>Selective Catalytic Reduction | Existing SCR | 0.011 | 0.011 | 8.8 |  |  | 8.8
AZ | Redhawk Generating Facility | 55455 | CC1B | Maricopa | 2002-04-14 | 2053 | 181.6 | 33.33 | -112.84 | ARP | Combined cycle | Pipeline Natural Gas |  | Dry Low NOx Burners<br>Selective Catalytic Reduction | Electric Utility |  | 0.0138 | 22.772 | 4249854.852 | 0.0152 | 18.283 | 3405678.998 | 0.0112 | 20.642 | 4335428.806 | 0.012 | 20.828 | 4248107.394 | 0.0118 | 20.045 | 4038369.064 | 0.012 | 19.906 | 3940133.269 | 0.0139 | 21.285 | 3957856.039 | 0.0161 | 19.53 | 3367797.746 | 0.0133 | 12.3 | 2477648.1 | 0.0106 | 17.7 | 3984699 | 32.9 | Dry Low NOx Burners<br>Selective Catalytic Reduction | Existing SCR | 0.0106 | 0.0106 | 9.8 |  |  | 9.8
AZ | Redhawk Generating Facility | 55455 | CC2A | Maricopa | 2002-05-15 | 2053 | 181.6 | 33.33 | -112.84 | ARP | Combined cycle | Pipeline Natural Gas |  | Dry Low NOx Burners<br>Selective Catalytic Reduction | Electric Utility |  | 0.0151 | 24.307 | 4226050.475 | 0.0143 | 18.076 | 3477997.59 | 0.0131 | 21.833 | 4169769.911 | 0.0128 | 21.635 | 4120040.622 | 0.0127 | 17.847 | 3419025.48 | 0.0133 | 20.696 | 3811543.947 | 0.0146 | 16.694 | 3042026.679 | 0.017 | 20.667 | 3422857.448 | 0.0135 | 16.8 | 3313463.5 | 0.0116 | 19.2 | 4147186.7 | 44 | Dry Low NOx Burners<br>Selective Catalytic Reduction | Existing SCR | 0.0116 | 0.0116 | 14.4 |  |  | 14.4
AZ | Redhawk Generating Facility | 55455 | CC2B | Maricopa | 2002-05-23 | 2053 | 181.6 | 33.33 | -112.84 | ARP | Combined cycle | Pipeline Natural Gas |  | Dry Low NOx Burners<br>Selective Catalytic Reduction | Electric Utility |  | 0.021 | 23.943 | 3600165.562 | 0.0193 | 14.223 | 2364148.889 | 0.0117 | 20.815 | 4361794.848 | 0.0131 | 20.488 | 4010252.505 | 0.0124 | 16.195 | 3197950.213 | 0.0124 | 20.266 | 3970169.244 | 0.0139 | 17.939 | 3302784.259 | 0.0156 | 20.197 | 3509454.029 | 0.0145 | 17.2 | 3239201.4 | 0.0109 | 18.2 | 4032534 | 43 | Dry Low NOx Burners<br>Selective Catalytic Reduction | Existing SCR | 0.0109 | 0.0109 | 13 |  |  | 13
AZ | Santan | 8068 | 5A | Maricopa | 2004-11-05 | 2290 | 153.8 | 33.3333 | -111.751 | ARP | Combined cycle | Pipeline Natural Gas |  | Dry Low NOx Burners<br>Selective Catalytic Reduction | Electric Utility | [7 empty] | 0.023 | 23.575 | 3984700.251 | 0.0204 | 21.096 | 4197591.294 | 0.0157 | 19.072 | 4392728.526 | 0.0159 | 16.61 | 3804742.012 | 0.0086 | 14.781 | 4685450.187 | 0.026 | 12.673 | 1997509.7 | 0.0213 | 18.5 | 3197417.4 | 0.0178 | 12 | 2456381.9 | 38 | Dry Low NOx Burners<br>Selective Catalytic Reduction | Existing SCR | 0.0086 | 0.0086 | 7.5 |  |  | 7.5
AZ | Santan | 8068 | 5B | Maricopa | 2004-11-01 | 2290 | 153.8 | 33.3333 | -111.751 | ARP | Combined cycle | Pipeline Natural Gas |  | Dry Low NOx Burners<br>Selective Catalytic Reduction | Electric Utility | [7 empty] | 0.0276 | 23.412 | 3540422.385 | 0.0244 | 21.785 | 3849048.589 | 0.0145 | 15.32 | 3587872.086 | 0.0174 | 22.333 | 4563349.976 | 0.0085 | 16.054 | 5072478.407 | 0.0318 | 18.828 | 2472290.679 | 0.0204 | 19 | 3281990.6 | 0.0186 | 13.1 | 2500351.7 | 39 | Dry Low NOx Burners<br>Selective Catalytic Reduction | Existing SCR | 0.0085 | 0.0085 | 7.9 |  |  | 7.9
AZ | Santan | 8068 | 6A | Maricopa | 2005-10-23 | 2245 | 153.8 | 33.3333 | -111.751 | ARP | Combined cycle | Pipeline Natural Gas |  | Dry Low NOx Burners<br>Selective Catalytic Reduction | Electric Utility | [10 empty] | 0.0258 | 22.89 | 3879547.89 | 0.0165 | 18.193 | 4071875.042 | 0.0185 | 24.808 | 4262010.298 | 0.0094 | 15.709 | 4740596.051 | 0.0282 | 18.448 | 2539224.179 | 0.0205 | 18.9 | 3186677.3 | 0.0113 | 18.1 | 4793692.2 | 38.7 | Dry Low NOx Burners<br>Selective Catalytic Reduction | Existing SCR | 0.0094 | 0.0094 | 8.7 |  |  | 8.7
AZ | South Point Energy Center, LLC | 55177 | A | Mohave | 2001-03-01 | 2150 | 236 | 34.8678 | -114.5317 | ARP | Combined cycle | Pipeline Natural Gas |  | Dry Low NOx Burners<br>Selective Catalytic Reduction | Electric Utility |  | 0.0116 | 22.64 | 4472243.025 | 0.0107 | 22.241 | 4839388.7 | 0.0112 | 16.885 | 3540038.15 | 0.0113 | 20.295 | 4281576.425 | 0.0129 | 16.288 | 3362917.399 | 0.0113 | 22.332 | 4711574 | 0.012 | 16.939 | 3527544.987 | 0.015 | 12.696 | 2402399.885 | 0.0153 | 7.6 | 1383690.7 | 0.0134 | 13 | 2630554 | 17.5 | Dry Low NOx Burners<br>Selective Catalytic Reduction | Existing SCR | 0.0107 | 0.0107 | 5.3 |  |  | 5.3
AZ | South Point Energy Center, LLC | 55177 | B | Mohave | 2001-03-01 | 2150 | 236 | 34.8678 | -114.5317 | ARP | Combined cycle | Pipeline Natural Gas |  | Dry Low NOx Burners<br>Selective Catalytic Reduction | Electric Utility |  | 0.0108 | 20.722 | 4278244.1 | 0.0116 | 21.431 | 4515907.075 | 0.0359 | 31.212 | 3001000.3 | 0.0147 | 17.314 | 3315589.5 | 0.0134 | 16.074 | 3280207.245 | 0.011 | 20.064 | 4335689.953 | 0.0127 | 17.768 | 3496152.593 | 0.0134 | 14.651 | 2947455.201 | 0.0149 | 7.2 | 1439547.9 | 0.014 | 12.7 | 2569623.3 | 18.2 | Dry Low NOx Burners<br>Selective Catalytic Reduction | Existing SCR | 0.0108 | 0.0108 | 5.2 |  |  | 5.2
AZ | Springerville Generating Station | 8223 | 1 | Apache | 1985-06-01 | 4700 | 424.8 | 34.3186 | -109.1636 | ARP | Tangentially-fired | Coal |  | Low NOx Burner Technology w/ Closed-coupled OFA | Electric Utility | Electric Services | 0.3707 | 2494.751 | 13300000 | 0.3422 | 2516.786 | 14700000 | 0.1894 | 1351.455 | 14200000 | 0.1886 | 1336.187 | 14100000 | 0.1937 | 1250.142 | 12800000 | 0.1858 | 1140.26 | 12200000 | 0.1782 | 1039.986 | 11600000 | 0.1716 | 967.333 | 11200000 | 0.1814 | 1053.2 | 11500000 | 0.1879 | 1131.1 | 12000000 | 66.8 |  | New SCR | 0.1716 | 0.06 | 348.3 |  |  | 348.3
AZ | Springerville Generating Station | 8223 | 2 | Apache | 1990-06-01 | 4700 | 424.8 | 34.3186 | -109.1636 | ARP | Tangentially-fired | Coal |  | Low NOx Burner Technology w/ Closed-coupled OFA | Electric Utility | Electric Services | 0.4185 | 2989.928 | 14300000 | 0.3819 | 2665.295 | 13900000 | 0.1827 | 1082.877 | 11900000 | 0.1835 | 1084.198 | 11700000 | 0.1918 | 1251.653 | 13000000 | 0.1924 | 1208.129 | 12500000 | 0.186 | 962.1 | 10100000 | 0.1813 | 1032.385 | 11300000 | 0.1874 | 1120.4 | 11900000 | 0.1974 | 1200.7 | 12200000 | 69 |  | New SCR | 0.1813 | 0.06 | 358.7 |  |  | 358.7
AZ | Springerville Generating Station | 8223 | 4 | Apache | 2009-10-03 | 5040 | 450 | 34.3186 | -109.1636 | ARP | Dry bottom wall-fired boiler | Coal | Diesel Oil | Low NOx Burner Technology (Dry Bottom only)<br>Selective Catalytic Reduction | Electric Utility | Electric Services | [21 empty] | 0.0649 | 411.844 | 12500000 | 0.0643 | 369.6 | 11300000 | 0.0572 | 320.6 | 10800000 | 61.1 | SCR | Existing SCR | 0.0572 | 0.0572 | 328.8 |  |  | 328.8
AZ | Springerville Generating Station | 8223 | TS3 | Apache | 2006-06-02 | 5040 | 450 | 34.3186 | -109.1636 | ARP | Dry bottom wall-fired boiler (Started Mar 30, 2006) | Coal | Diesel Oil | Low NOx Burner Technology (Dry Bottom only)<br>Selective Catalytic Reduction | Electric Utility | Electric Services | [9 empty] | 0.0741 | 115.108 | 3052848.768 | 0.0778 | 553.024 | 14200000 | 0.0731 | 420.718 | 11400000 | 0.0734 | 490.662 | 13300000 | 0.0702 | 445.929 | 12500000 | 0.0644 | 369.5 | 11300000 | 0.0639 | 153.3 | 4702563.4 | 61 | SCR | Existing SCR | 0.0639 | 0.0639 | 366.6 |  |  | 366.6
AZ | Sundance Power Plant | 55522 | CT01 | Pinal | 2002-05-28 | 495 | 60.5 | 32.9285 | -111.5899 | ARP | Combustion turbine | Pipeline Natural Gas |  | Water Injection<br>Selective Catalytic Reduction | Electric Utility |  | 0.0696 | 3.571 | 264984.222 | 0.0706 | 1.807 | 139974.418 | 0.0948 | 1.833 | 93301.536 | 0.1934 | 5.424 | 120844.439 | 0.2643 | 5.67 | 111991.448 | 0.1018 | 1.597 | 86210.759 | 0.0258 | 1.185 | 124079.316 | 0.0253 | 0.765 | 79749.124 | 0.0305 | 0.8 | 71726.4 | 0.0226 | 0.7 | 81696.4 | 3.9 | Water Injection<br>Selective Catalytic Reduction | Existing SCR | 0.0226 | 0.0226 | 0.6 |  |  | 0.6
AZ | Sundance Power Plant | 55522 | CT02 | Pinal | 2002-05-29 | 495 | 60.5 | 32.9285 | -111.5899 | ARP | Combustion turbine | Pipeline Natural Gas |  | Water Injection<br>Selective Catalytic Reduction | Electric Utility |  | 0.0844 | 4.634 | 230201.18 | 0.0712 | 1.527 | 121952.135 | 0.0928 | 1.464 | 82836.416 | 0.2348 | 9.035 | 123047.556 | 0.2495 | 4.124 | 109601.165 | 0.1235 | 1.602 | 72580.1 | 0.0335 | 1.29 | 117821.011 | 0.0363 | 0.823 | 66887.932 | 0.0411 | 0.9 | 63087 | 0.0303 | 0.9 | 85679.7 | 3.5 | Water Injection<br>Selective Catalytic Reduction | Existing SCR | 0.0303 | 0.0303 | 0.6 |  |  | 0.6
AZ | Sundance Power Plant | 55522 | CT03 | Pinal | 2002-05-20 | 495 | 60.5 | 32.9285 | -111.5899 | ARP | Combustion turbine | Pipeline Natural Gas |  | Water Injection<br>Selective Catalytic Reduction | Electric Utility |  | 0.0626 | 2.256 | 210922.606 | 0.071 | 1.98 | 125951.452 | 0.0813 | 1.239 | 68317.917 | 0.1411 | 3.302 | 103199.421 | 0.1279 | 4.86 | 120427.564 | 0.0298 | 1.535 | 154180.483 | 0.0362 | 1.316 | 110160.85 | 0.0351 | 0.871 | 75700.286 | 0.0386 | 0.7 | 64690.7 | 0.0322 | 0.9 | 87789.7 | 3.6 | Water Injection<br>Selective Catalytic Reduction | Existing SCR | 0.0298 | 0.0298 | 0.5 |  |  | 0.5
AZ | Sundance Power Plant | 55522 | CT04 | Pinal | 2002-05-20 | 495 | 60.5 | 32.9285 | -111.5899 | ARP | Combustion turbine | Pipeline Natural Gas |  | Water Injection<br>Selective Catalytic Reduction | Electric Utility |  | 0.0461 | 2.824 | 218645.618 | 0.0766 | 1.903 | 133219.073 | 0.0785 | 1.182 | 70136.813 | 0.2103 | 5.056 | 83873.14 | 0.2455 | 4.254 | 90306.671 | 0.0816 | 2.593 | 140665.9 | 0.0348 | 1.343 | 117554.917 | 0.0401 | 0.816 | 61874.02 | 0.036 | 0.8 | 72390.1 | 0.0308 | 0.9 | 87864.9 | 4 | Water Injection<br>Selective Catalytic Reduction | Existing SCR | 0.0308 | 0.0308 | 0.7 |  |  | 0.7
AZ | Sundance Power Plant | 55522 | CT05 | Pinal | 2002-05-04 | 495 | 60.5 | 32.9285 | -111.5899 | ARP | Combustion turbine | Pipeline Natural Gas |  | Water Injection<br>Selective Catalytic Reduction | Electric Utility |  | 0.0604 | 2.472 | 172531.225 | 0.0689 | 1.938 | 143594.588 | 0.0931 | 1.541 | 54976.426 | 0.1795 | 3.843 | 84852.663 | 0.2102 | 7.374 | 135465.718 | 0.127 | 2.422 | 99556.762 | 0.0348 | 1.197 | 101822.864 | 0.036 | 0.763 | 63259.128 | 0.0302 | 0.6 | 55181.7 | 0.0232 | 0.8 | 87427.2 | 3 | Water Injection<br>Selective Catalytic Reduction | Existing SCR | 0.0232 | 0.0232 | 0.5 |  |  | 0.5
AZ | Sundance Power Plant | 55522 | CT06 | Pinal | 2002-05-05 | 495 | 60.5 | 32.9285 | -111.5899 | ARP | Combustion turbine | Pipeline Natural Gas |  | Water Injection<br>Selective Catalytic Reduction | Electric Utility |  | 0.0638 | 2.667 | 154029.922 | 0.0526 | 2.109 | 150915.75 | 0.0984 | 1.425 | 43405.486 | 0.1786 | 5.039 | 76856.068 | 0.2809 | 15.803 | 124333.141 | 0.0639 | 2.358 | 138354.616 | 0.0328 | 1.167 | 106145.087 | 0.0362 | 0.698 | 55861.407 | 0.0378 | 0.6 | 53670.8 | 0.0298 | 0.8 | 74487.6 | 3 | Water Injection<br>Selective Catalytic Reduction | Existing SCR | 0.0298 | 0.0298 | 0.5 |  |  | 0.5
AZ | Sundance Power Plant | 55522 | CT07 | Pinal | 2002-06-19 | 495 | 60.5 | 32.9285 | -111.5899 | ARP | Combustion turbine | Pipeline Natural Gas |  | Water Injection<br>Selective Catalytic Reduction | Electric Utility |  | 0.0933 | 3.137 | 131919.467 | 0.0642 | 2.52 | 169084.046 | 0.0996 | 0.689 | 28667.967 | 0.1779 | 2.05 | 47057.621 | 0.3477 | 12.159 | 70659.26 | 0.0619 | 2.709 | 178445.1 | 0.0339 | 1.192 | 104972.026 | 0.0316 | 0.68 | 59391.446 | 0.0371 | 0.6 | 50676.9 | 0.0297 | 0.8 | 79018.3 | 2.8 | Water Injection<br>Selective Catalytic Reduction | Existing SCR | 0.0297 | 0.0297 | 0.4 |  |  | 0.4
AZ | Sundance Power Plant | 55522 | CT08 | Pinal | 2002-06-27 | 495 | 60.5 | 32.9285 | -111.5899 | ARP | Combustion turbine | Pipeline Natural Gas |  | Water Injection<br>Selective Catalytic Reduction | Electric Utility |  | 0.0669 | 2.578 | 118632.477 | 0.0649 | 2.166 | 154902.836 | 0.0953 | 0.582 | 26547.227 | 0.1469 | 1.524 | 37458.539 | 0.1972 | 3.831 | 87027.222 | 0.0928 | 3.363 | 173193.56 | 0.0444 | 1.379 | 99076.814 | 0.0406 | 0.776 | 56260.222 | 0.0346 | 0.7 | 59410.2 | 0.0373 | 0.8 | 64128.7 | 3.3 | Water Injection<br>Selective Catalytic Reduction | Existing SCR | 0.0346 | 0.0346 | 0.7 |  |  | 0.7
AZ | Sundance Power Plant | 55522 | CT09 | Pinal | 2002-06-29 | 495 | 60.5 | 32.9285 | -111.5899 | ARP | Combustion turbine | Pipeline Natural Gas |  | Water Injection<br>Selective Catalytic Reduction | Electric Utility |  | 0.0721 | 1.941 | 123617.47 | 0.0766 | 2.265 | 149085.421 | 0.1097 | 1.031 | 42880.672 | 0.1913 | 3.682 | 60411.579 | 0.218 | 2.157 | 45586.886 | 0.0786 | 3.276 | 173308.026 | 0.0392 | 1.196 | 91227.347 | 0.0321 | 0.65 | 55502.537 | 0.0248 | 0.6 | 66397.8 | 0.0228 | 0.7 | 73541.7 | 3.7 | Water Injection<br>Selective Catalytic Reduction | Existing SCR | 0.0228 | 0.0228 | 0.6 |  |  | 0.6
AZ | Sundance Power Plant | 55522 | CT10 | Pinal | 2002-06-29 | 495 | 60.5 | 32.9285 | -111.5899 | ARP | Combustion turbine | Pipeline Natural Gas |  | Water Injection<br>Selective Catalytic Reduction | Electric Utility |  | 0.0795 | 2.079 | 120266.934 | 0.0741 | 2.504 | 154197.397 | 0.072 | 0.743 | 32484.507 | 0.162 | 4.136 | 62789.184 | 0.1592 | 2.007 | 57572.407 | 0.0673 | 2.288 | 175348.122 | 0.0329 | 1.13 | 105946.262 | 0.0349 | 0.604 | 49028.393 | 0.0269 | 0.7 | 62841 | 0.0345 | 0.7 | 69911.5 | 3.5 | Water Injection<br>Selective Catalytic Reduction | Existing SCR | 0.0269 | 0.0269 | 0.7 |  |  | 0.7
AZ | Yucca Power Plant | 120 | 1 | Yuma | 1959-03-04 | 850 | 86.7 | 32.7214 | -114.7097 | ARP | Tangentially-fired | Pipeline Natural Gas | Residual Oil |  | Electric Utility | Electric Services | 0.0912 | 61.001 | 1173060.534 | 0.0971 | 67.57 | 1224267.726 | 0.0799 | 59.357 | 1378661.429 | 0.0825 | 70.512 | 1580748.012 | 0.0974 | 94.64 | 1743172.9 | 0.0944 | 70.183 | 1345193.256 | 0.1348 | 130.44 | 1715831.096 | 0.136 | 129.866 | 1753829.014 | 0.0998 | 69.7 | 1268804 | 0.093 | 52.9 | 978725.8 | 40.7 |  | Low Ozone Season Rate | 0.0799 | 0.0799 | 55.8 |  |  | 55.8
AZ | Yucca Power Plant | 120 | CT5 | Yuma | 2008-06-02 | 521.4 | 60.5 | 32.7214 | -114.7097 | ARP | Combustion turbine | Pipeline Natural Gas |  | Selective Catalytic Reduction | Electric Utility | [19 empty] | 0.021 | 1.687 | 294571.58 | 0.0218 | 1.815 | 293270.887 | 0.0164 | 2.1 | 373589.6 | 0.0135 | 1.7 | 374886.9 | 19.5 | Selective Catalytic Reduction | Existing SCR | 0.0135 | 0.0135 | 1.7 |  |  | 1.7
AZ | Yucca Power Plant | 120 | CT6 | Yuma | 2008-06-23 | 521.4 | 60.5 | 32.7214 | -114.7097 | ARP | Combustion turbine | Pipeline Natural Gas |  | Selective Catalytic Reduction | Electric Utility | [19 empty] | 0.0193 | 1.376 | 260784.007 | 0.0211 | 2.409 | 341477.787 | 0.015 | 2.2 | 408408.3 | 0.0132 | 1.8 | 403486.5 | 21.3 | Selective Catalytic Reduction | Existing SCR | 0.0132 | 0.0132 | 1.9 |  |  | 1.9
CA | AES Alamitos | 315 | 1 | Los Angeles | 1956-07-01 | 2024 | 156 | 33.7688 | -118.1009 | ARP | Dry bottom wall-fired boiler | Pipeline Natural Gas | Residual Oil |  | Electric Utility | Electric Services | 0.0243 | 18.555 | 1229616.1 | 0.008 | 5.388 | 985244.9 | 0.0086 | 1.518 | 369232.3 | 0.0061 | 1.323 | 477099.3 | 0.0071 | 1.154 | 326345.2 | 0.0242 | 3.063 | 438736.6 | 0.0348 | 7.295 | 768057 | 0.0306 | 1.228 | 218100.9 | 0.0075 | 1.4 | 490053 | 0.2629 | 29.8 | 233193.2 | 6.6 |  | Low Ozone Season Rate | 0.0061 | 0.0061 | 1.1 |  |  | 1.1
CA | AES Alamitos | 315 | 2 | Los Angeles | 1957-01-01 | 2014 | 156 | 33.7688 | -118.1009 | ARP | Dry bottom wall-fired boiler | Pipeline Natural Gas | Residual Oil |  | Electric Utility | Electric Services | 0.0136 | 3.151 | 578037.2 | 0.0152 | 9.077 | 771063.8 | 0.0194 | 2.626 | 314068.3 | 0.006 | 1.385 | 497463.1 | 0.0084 | 1.531 | 404105.6 | 0.0258 | 1.876 | 288393.2 | 0.0075 | 1.532 | 431195.7 | 0.0071 | 0.663 | 199996.8 | 0.2754 | 38.8 | 329475.1 | 0.0141 | 2.1 | 475506.4 | 4.5 |  | Low Ozone Season Rate | 0.006 | 0.006 | 0.8 |  |  | 0.8
CA | AES Alamitos | 315 | 3 | Los Angeles | 1961-10-01 | 3439 | 310 | 33.7688 | -118.1009 | ARP | Tangentially-fired | Pipeline Natural Gas | Residual Oil |  | Electric Utility | Electric Services | 0.0079 | 27.62 | 6043107.2 | 0.0076 | 23.661 | 5413982.3 | 0.005 | 5.509 | 2061620.5 | 0.0058 | 13.112 | 3704960.5 | 0.009 | 20.007 | 3751601.7 | 0.007 | 17.315 | 4566270.1 | 0.0084 | 18.04 | 3973560.4 | 0.015 | 15.004 | 2197952.9 | 0.0544 | 36.2 | 1830394.1 | 0.0106 | 15 | 2105401.5 | 14.5 |  | Low Ozone Season Rate | 0.005 | 0.005 | 3.3 |  |  | 3.3
CA | AES Alamitos | 315 | 4 | Los Angeles | 1962-04-01 | 3439 | 310 | 33.7688 | -118.1009 | ARP | Tangentially-fired | Pipeline Natural Gas | Residual Oil |  | Electric Utility | Electric Services | 0.0061 | 10.689 | 3050690.6 | 0.0084 | 20.287 | 3922795.7 | 0.0082 | 5.327 | 874879.1 | 0.0127 | 19.157 | 2252813.2 | 0.0161 | 20.546 | 2270539.2 | 0.0181 | 28.168 | 2783215.4 | 0.0462 | 52.922 | 2835598.5 | 0.0075 | 2.507 | 771871.5 | 0.0089 | 2.5 | 988027.5 | 0.0052 | 4.4 | 2034680.7 | 7.8 |  | Low Ozone Season Rate | 0.0052 | 0.0052 | 1.5 |  |  | 1.5
CA | AES Alamitos | 315 | 5 | Los Angeles | 1965-12-01 | 5070 | 495 | 33.7688 | -118.1009 | ARP | Dry bottom wall-fired boiler | Pipeline Natural Gas | Residual Oil |  | Electric Utility | Electric Services | 0.0052 | 8.907 | 3220087.2 | 0.0063 | 16.055 | 4860391.6 | 0.006 | 10.119 | 3788322.4 | 0.0078 | 13.275 | 3624815.9 | 0.011 | 15.113 | 3730508 | 0.0147 | 24.064 | 4681472.4 | 0.0098 | 18.922 | 5311541.2 | 0.0104 | 4.849 | 1538969.4 | 0.0283 | 11 | 1847662 | 0.0111 | 10.2 | 2978627.2 | 9.9 |  | Low Ozone Season Rate | 0.0052 | 0.0052 | 2 |  |  | 2
CA | AES Alamitos | 315 | 6 | Los Angeles | 1966-06-01 | 4890 | 495 | 33.7688 | -118.1009 | ARP | Dry bottom wall-fired boiler | Pipeline Natural Gas | Residual Oil |  | Electric Utility | Electric Services | 0.0102 | 14.69 | 3706748.1 | 0.0248 | 26.769 | 2593804.7 | 0.0067 | 10.973 | 3585563.6 | 0.0074 | 17.075 | 4794260 | 0.0093 | 10.042 | 2784912.3 | 0.0174 | 17.156 | 2910345.9 | 0.029 | 11.48 | 1936526.6 | 0.0289 | 7.61 | 947639.2 | 0.0306 | 10.1 | 1569471.5 | 0.0082 | 7.2 | 2418422.3 | 8.7 |  | Low Ozone Season Rate | 0.0067 | 0.0067 | 2.2 |  |  | 2.2
CA | AES Huntington Beach | 335 | 1 | Orange | 1958-05-01 | 2400 | 218 | 33.6436 | -117.9788 | ARP | Dry bottom wall-fired boiler | Pipeline Natural Gas | Residual Oil |  | Electric Utility | Electric Services | 0.0041 | 6.497 | 3431567.9 | 0.007 | 12.262 | 4043875.8 | 0.0054 | 5.945 | 2596264.3 | 0.007 | 8.552 | 2529842.1 | 0.0063 | 10.223 | 2852308.2 | 0.0044 | 6.999 | 3023293.6 | 0.0169 | 26.26 | 2141729.6 | 0.0149 | 10.968 | 1680392.8 | 0.0327 | 21.5 | 2141157.2 | 0.0306 | 19.1 | 2065918.8 | 24.3 |  | Low Ozone Season Rate | 0.0041 | 0.0041 | 2.7 |  |  | 2.7
CA | AES Huntington Beach | 335 | 2 | Orange | 1958-10-01 | 2400 | 218 | 33.6436 | -117.9788 | ARP | Dry bottom wall-fired boiler | Pipeline Natural Gas | Residual Oil |  | Electric Utility | Electric Services | 0.009 | 14.95 | 3851909.9 | 0.0101 | 12.995 | 3202700.1 | 0.0046 | 5.966 | 2766534.5 | 0.0059 | 6.753 | 2224582.7 | 0.0162 | 6.56 | 898054.9 | 0.0113 | 11.585 | 2150774.8 | 0.0134 | 16.839 | 2341175.5 | 0.0174 | 12.178 | 1951257.5 | 0.1027 | 54.7 | 1832189.8 | 0.0235 | 17.5 | 2765006.9 | 20.8 |  | Low Ozone Season Rate | 0.0046 | 0.0046 | 2.5 |  |  | 2.5
CA | AES Huntington Beach | 335 | 3A | Orange | 2002-01-16 | 2000 | 225 | 33.6436 | -117.9788 | ARP | Dry bottom wall-fired boiler | Pipeline Natural Gas |  |  | Electric Utility | Electric Services | 0.0038 | 2.19 | 1462955.8 | 0.0299 | 29.641 | 1806846.7 | 0.0056 | 9.272 | 2690833.9 | 0.0095 | 9.939 | 1545289.7 | 0.0041 | 7.286 | 3050564.1 | 0.0043 | 3.244 | 1657845.6 | 0.0051 | 6.533 | 2052139.6 | 0.0053 | 1.466 | 616857.5 | 0.0056 | 3.3 | 1162452 | 0.0032 | 1.9 | 1505202.7 | 15.8 |  | Low Ozone Season Rate | 0.0032 | 0.0032 | 1.9 |  |  | 1.9
CA | AES Huntington Beach | 335 | 4A | Orange | 2003-08-07 | 2000 | 227 | 33.6436 | -117.9788 | ARP | Dry bottom wall-fired boiler (Started Aug 07, 2003) | Pipeline Natural Gas |  |  | Electric Utility | Electric Services | 0.0065 | 1.652 | 485934.3 | 0.0339 | 36.812 | 2278392 | 0.0131 | 16.803 | 2629665.5 | 0.0202 | 23.827 | 1589400.2 | 0.0116 | 9.878 | 1956917.2 | 0.0151 | 7.079 | 2020790.1 | 0.0263 | 17.339 | 1617518.2 | 0.0239 | 4.142 | 663357.4 | 0.0179 | 1.6 | 732400.8 | 0.0073 | 5.4 | 1532543 | 10 |  | Low Ozone Season Rate | 0.0065 | 0.0065 | 0.6 |  |  | 0.6
CA | AES Redondo Beach | 356 | 5 | Los Angeles | 1954-09-01 | 1810 | 163.2 | 33.8504 | -118.395 | ARP | Dry bottom wall-fired boiler | Pipeline Natural Gas | Residual Oil |  | Electric Utility | Electric Services | 0.0058 | 2.484 | 731023.8 | 0.0108 | 1.538 | 344376.1 | 0.0266 | 3.401 | 233325.5 | 0.0092 | 3.609 | 454005.1 | 0.0054 | 0.885 | 323220.8 | 0.0055 | 0.679 | 240704.6 | 0.0367 | 7.577 | 534636.5 | 0.0648 | 21.889 | 322833.8 | 0.0396 | 6.8 | 520544.9 | 0.0132 | 3.9 | 536750.8 | 7.8 |  | Low Ozone Season Rate | 0.0054 | 0.0054 | 0.9 |  |  | 0.9
CA | AES Redondo Beach | 356 | 6 | Los Angeles | 1957-06-01 | 1850 | 163.2 | 33.8504 | -118.395 | ARP | Dry bottom wall-fired boiler | Pipeline Natural Gas | Residual Oil |  | Electric Utility | Electric Services | 0.0339 | 3.345 | 165721.9 | 0.015 | 2.894 | 255540.7 | 0.0182 | 3.2 | 342395.1 | 0.0092 | 2.174 | 345443.3 | 0.0177 | 4.463 | 358964.4 | 0.0061 | 1.964 | 519311 | 0.0821 | 26.764 | 723810.8 | 0.0528 | 6.204 | 231356 | 0.0319 | 2.1 | 170232.4 | 0.0431 | 16.6 | 835015.9 | 2.5 |  | Low Ozone Season Rate | 0.0061 | 0.0061 | 0.4 |  |  | 0.4
CA | AES Redondo Beach | 356 | 7 | Los Angeles | 1966-11-01 | 4240 | 495 | 33.8504 | -118.395 | ARP | Dry bottom wall-fired boiler | Pipeline Natural Gas | Residual Oil |  | Electric Utility | Electric Services | 0.0093 | 18.092 | 3871196.7 | 0.0047 | 10.084 | 4859303.8 | 0.0031 | 4.291 | 2659861.9 | 0.0055 | 4.384 | 1834434 | 0.0045 | 6.174 | 2838569.9 | 0.0096 | 1.537 | 509730.1 | 0.0324 | 39.578 | 3823466.1 | 0.0219 | 3.674 | 703744.7 | 0.0305 | 10.2 | 1370806.1 | 0.009 | 8.1 | 2878026.9 | 8.8 |  | Low Ozone Season Rate | 0.0031 | 0.0031 | 1 |  |  | 1
CA | AES Redondo Beach | 356 | 8 | Los Angeles | 1967-04-01 | 4240 | 495 | 33.8504 | -118.395 | ARP | Dry bottom wall-fired boiler | Pipeline Natural Gas | Residual Oil |  | Electric Utility | Electric Services | 0.0447 | 51.466 | 3492466.9 | 0.0054 | 7.129 | 3177617.2 | 0.0128 | 6.355 | 1292589.6 | 0.2207 | 345.858 | 2598746.3 | 0.0051 | 4.204 | 2024890.9 | 0.0924 | 41.715 | 686751.6 | 0.1014 | 34.777 | 1477292 | 0.0142 | 0.669 | 193940.6 | 0.1574 | 6.6 | 121458.4 | 0.0196 | 4.9 | 538988.9 | 0.8 |  | Low Ozone Season Rate | 0.0051 | 0.0051 | 0.2 |  |  | 0.2
CA | AES Redondo Beach | 356 | 17 | Los Angeles | 1948-02-01 | 1000 |  | 33.8504 | -118.395 | ARP | Dry bottom wall-fired boiler | Pipeline Natural Gas |  |  | Electric Utility | Electric Services | 0.0723 | 1.513 | 41323.1 | 0.0739 | 0.622 | 15713.9 | 0.1055 | 3.619 | 65791.5 | 0.0817 | 0.774 | 17117.5 | 0.0868 | 0.32 | 6585 | 0.0961 | 0.821 | 15236.2 | 0.0768 | 1.495 | 35247 | 0.0759 | 0.461 | 10340.55 | 0.2416 | 8.8 | 70110 | 0.3586 | 3.2 | 10602.4 | 1.9 |  | Low Ozone Season Rate | 0.0723 | 0.0723 | 2.6 |  |  | 2.6
CA | Agua Mansa Power | 55951 | AMP-1 | San Bernardino | 2003-06-08 | 456 | 60.5 | 34.0414 | -117.3603 | ARP | Combustion turbine | Pipeline Natural Gas |  | Water Injection<br>Selective Catalytic Reduction | Electric Utility |  | 0.025 | 0.946 | 117285.875 | 0.0213 | 1.358 | 187334.325 | 0.0233 | 1.24 | 178192.875 | 0.0266 | 1.887 | 258383.65 | 0.0231 | 2.145 | 309271.95 | 0.0242 | 2.15 | 306529.925 | 0.0335 | 1.251 | 133786.05 | 0.0276 | 1.07 | 137733.65 | 0.0321 | 0.7 | 76802.2 | 0.0326 | 1.8 | 224727.2 | 4.6 | Water Injection<br>Selective Catalytic Reduction | Existing SCR | 0.0213 | 0.0213 | 0.4 |  |  | 0.4
CA | Almond Power Plant | 7315 | 1 | Stanislaus | 1996-04-08 | 459 | 49.5 | 37.5739 | -120.9854 | ARP | Combustion turbine | Pipeline Natural Gas |  | Selective Catalytic Reduction<br>Steam Injection | Electric Utility |  | 0.0396 | 2.362 | 218918.725 | 0.0891 | 4.613 | 366864 | 0.027 | 2.28 | 355086.8 | 0.0528 | 4.631 | 498583.774 | 0.0765 | 4.659 | 405724.145 | 0.0998 | 4.516 | 356453.257 | 0.0882 | 3.036 | 262509.604 | 0.0443 | 3.114 | 372551.662 | 0.0555 | 3.6 | 435105.1 | 0.0709 | 1.3 | 117548.4 | 25.8 | Selective Catalytic Reduction<br>Steam Injection | Existing SCR | 0.027 | 0.027 | 1.8 |  |  | 1.8
CA | Almond Power Plant | 7315 | 2 | Stanislaus | 2012-05-11 | 501.1 | 58 | 37.5739 | -120.9854 | ARP | Combustion turbine (Started May 11, 2012) | Pipeline Natural Gas |  | Water Injection<br>Selective Catalytic Reduction | Electric Utility | [28 empty] | 0.0288 | 1.3 | 176074.3 | 0 | Water Injection<br>Selective Catalytic Reduction | Existing SCR | 0.0288 | 0.0288 | 0 |  |  | 0
CA | Almond Power Plant | 7315 | 3 | Stanislaus | 2012-05-03 | 501.1 | 58 | 37.5739 | -120.9854 | ARP | Combustion turbine (Started May 03, 2012) | Pipeline Natural Gas |  | Water Injection<br>Selective Catalytic Reduction | Electric Utility | [28 empty] | 0.0359 | 1.6 | 135639.3 | 0 | Water Injection<br>Selective Catalytic Reduction | Existing SCR | 0.0359 | 0.0359 | 0 |  |  | 0
CA | Almond Power Plant | 7315 | 4 | Stanislaus | 2012-04-29 | 501.1 | 58 | 37.5739 | -120.9854 | ARP | Combustion turbine (Started Apr 29, 2012) | Pipeline Natural Gas |  | Water Injection<br>Selective Catalytic Reduction | Electric Utility | [28 empty] | 0.0787 | 2.4 | 62175.8 | 0 | Water Injection<br>Selective Catalytic Reduction | Existing SCR | 0.0787 | 0.0787 | 0 |  |  | 0
CA | Anaheim Combustion Turbine | 7693 | 1 | Orange | 1991-05-01 | 470 | 49.2 | 33.8539 | -117.8561 | ARP | Combustion turbine | Pipeline Natural Gas |  | Selective Catalytic Reduction | Electric Utility |  | 0.0165 | 3.519 | 438812.468 | 0.0196 | 2.349 | 271185.418 | 0.0186 | 2.68 | 318333.376 | 0.0193 | 2.958 | 332712.118 | 0.0196 | 3.271 | 361032.267 | 0.0232 | 2.732 | 253623.434 | 0.0226 | 4.117 | 394211.792 | 0.0275 | 2.95 | 237438.472 | 0.0291 | 2.2 | 182810.9 | 0.0246 | 4.2 | 390838.7 | 10.6 | Selective Catalytic Reduction | Existing SCR | 0.0165 | 0.0165 | 1.3 |  |  | 1.3
CA | Barre Generating Station | 56474 | CT1 | Orange | 2007-09-17 | 522 | 49.8 | 33.8073 | -117.9833 | ARP | Combustion turbine | Pipeline Natural Gas |  | Dry Low NOx Burners | Electric Utility | [16 empty] | 0.031 | 0.222 | 28093.179 | 0.0302 | 0.11 | 18086.645 | 0.0277 | 0.285 | 50051.491 | 0.0343 | 0.3 | 44653.1 | 0.0231 | 0.8 | 150200.5 | 2.3 | Dry Low NOx Burners | Low Ozone Season Rate | 0.0231 | 0.0231 | 0.2 |  |  | 0.2
CA | Blythe Energy | 55295 | 1 | Riverside | 2003-02-24 | 1912 | 182 | 33.6157 | -114.6865 | ARP | Combined cycle | Pipeline Natural Gas |  | Selective Catalytic Reduction | Electric Utility |  | 0.0353 | 8.907 | 1046401.331 | 0.0436 | 17.478 | 2065605.143 | 0.0391 | 17.431 | 2055293.347 | 0.0396 | 21.721 | 2672427.301 | 0.0404 | 22.979 | 2830287.011 | 0.0382 | 20.233 | 2666919.248 | 0.0172 | 14.229 | 2823660.824 | 0.0143 | 11.414 | 2229295.547 | 0.0129 | 14.1 | 2806446.4 | 0.0125 | 17.7 | 3774126.3 | 40 | Selective Catalytic Reduction | Existing SCR | 0.0125 | 0.0125 | 13.6 |  |  | 13.6
CA | Blythe Energy | 55295 | 2 | Riverside | 2003-02-26 | 1912 | 182 | 33.6157 | -114.6865 | ARP | Combined cycle | Pipeline Natural Gas |  | Selective Catalytic Reduction | Electric Utility |  | 0.1541 | 75.69 | 1009959.612 | 0.042 | 24.412 | 2740885.78 | 0.0403 | 16.774 | 1920436.439 | 0.042 | 21.35 | 2435372.44 | 0.0435 | 23.327 | 2780256.195 | 0.0399 | 19.706 | 2483263.336 | 0.0224 | 15.895 | 2680649.172 | 0.017 | 10.051 | 1894359.959 | 0.0209 | 16.9 | 2416487.9 | 0.0122 | 17.9 | 3712859.4 | 34.4 | Selective Catalytic Reduction | Existing SCR | 0.0122 | 0.0122 | 9.9 |  |  | 9.9
CA | Broadway | 420 | B3 | Los Angeles | 1965-01-01 | 690 | 75 | 34.1263 | -118.1494 | ARP | Dry bottom wall-fired boiler | Pipeline Natural Gas |  | Selective Catalytic Reduction | Electric Utility | Electric Services | 0.0266 | 12.959 | 932846.575 | 0.0272 | 11.111 | 824791.175 | 0.0238 | 6.962 | 599573.675 | 0.0206 | 2.825 | 280464.65 | 0.0254 | 1.701 | 145095.925 | 0.0188 | 7.715 | 835152.55 | 0.0195 | 1.099 | 119727.58 | 0.0181 | 3.423 | 404111.723 | 0.0242 | 3.4 | 295466.6 | 0.0205 | 8.3 | 872971.2 | 11.7 | SCR | Existing SCR | 0.0181 | 0.0181 | 2.6 |  |  | 2.6
CA | Cabrillo Power I Encina Power Station | 302 | 1 | San Diego | 1954-11-23 | 1400 | 90 | 33.1408 | -117.3342 | ARP | Dry bottom wall-fired boiler | Pipeline Natural Gas | Residual Oil | Low NOx Burner Technology (Dry Bottom only)<br>Selective Catalytic Reduction (Began Apr 21, 2003) | Electric Utility | Elec & Other Services Combined | 0.0124 | 6.164 | 777241.553 | 0.0116 | 4.944 | 778785.431 | 0.0077 | 2.248 | 500290.066 | 0.0092 | 0.969 | 190701.046 | 0.0067 | 1.394 | 417920.337 | 0.0099 | 0.073 | 14610.002 | 0.008 | 2.642 | 580436.993 | 0.0067 | 1.179 | 238104.992 | 0.0101 | 2.6 | 495453.5 | 0.0092 | 4.6 | 942373.5 | 9.6 | SCR | Existing SCR | 0.0067 | 0.0067 | 1.7 |  |  | 1.7
CA | Cabrillo Power I Encina Power Station | 302 | 2 | San Diego | 1956-07-31 | 1300 | 90 | 33.1408 | -117.3342 | ARP | Dry bottom wall-fired boiler | Pipeline Natural Gas | Residual Oil | Low NOx Burner Technology (Dry Bottom only)<br>Selective Catalytic Reduction (Began Mar 16, 2003) | Electric Utility | Elec & Other Services Combined | 0.0105 | 4.792 | 823641.196 | 0.0109 | 4.068 | 720079.027 | 0.0085 | 2.794 | 593908.823 | 0.009 | 1.31 | 261421.065 | 0.0068 | 1.219 | 357029.593 | 0.011 | 0.535 | 90808.757 | 0.0079 | 1.517 | 343596.306 | 0.0053 | 0.48 | 104558.917 | 0.0102 | 2.3 | 430556 | 0.0094 | 4.1 | 821470.2 | 9 | SCR | Existing SCR | 0.0053 | 0.0053 | 1.2 |  |  | 1.2
CA | Cabrillo Power I Encina Power Station | 302 | 3 | San Diego | 1958-08-28 | 1128 | 90 | 33.1408 | -117.3342 | ARP | Dry bottom wall-fired boiler | Pipeline Natural Gas | Residual Oil | Low NOx Burner Technology (Dry Bottom only)<br>Selective Catalytic Reduction | Electric Utility | Elec & Other Services Combined | 0.0097 | 5.987 | 1128125.349 | 0.0115 | 7.85 | 1259413.551 | 0.0085 | 2.385 | 516373.769 | 0.0091 | 1.413 | 284791.647 | 0.0095 | 2.722 | 578425.069 | 0.0107 | 0.786 | 137546.199 | 0.0081 | 1.732 | 381850.316 | 0.0081 | 0.395 | 91737.342 | 0.0099 | 1.9 | 386527.9 | 0.0093 | 4.5 | 910983.3 | 9.3 | SCR | Existing SCR | 0.0081 | 0.0081 | 1.6 |  |  | 1.6
CA | Cabrillo Power I Encina Power Station | 302 | 4 | San Diego | 1973-11-01 | 3475 | 306 | 33.1408 | -117.3342 | ARP | Dry bottom wall-fired boiler | Pipeline Natural Gas | Residual Oil | Low NOx Burner Technology w/ Overfire Air<br>Selective Catalytic Reduction | Electric Utility | Elec & Other Services Combined | 0.0102 | 24.832 | 4418187.695 | 0.0118 | 41.51 | 6191120.529 | 0.0087 | 13.062 | 2091256.624 | 0.0081 | 17.436 | 3164966.525 | 0.0069 | 21.411 | 6189693.327 | 0.0105 | 14.101 | 2281501.252 | 0.0075 | 8.264 | 1794251.026 | 0.0076 | 2.863 | 619398.956 | 0.0093 | 2.9 | 571789.6 | 0.0095 | 11.6 | 2210116.5 | 4.5 | SCR | Existing SCR | 0.0069 | 0.0069 | 2.2 |  |  | 2.2
CA | Cabrillo Power I Encina Power Station | 302 | 5 | San Diego | 1978-11-01 | 3475 | 345.6 | 33.1408 | -117.3342 | ARP | Dry bottom wall-fired boiler | Pipeline Natural Gas | Residual Oil | Low NOx Burner Technology w/ Overfire Air<br>Selective Catalytic Reduction | Electric Utility | Elec & Other Services Combined | 0.0102 | 35.06 | 6537166.409 | 0.0116 | 38.382 | 5703287.362 | 0.0091 | 14.668 | 2433826.128 | 0.0082 | 13.066 | 2377704.111 | 0.0064 | 18.555 | 5777012.504 | 0.01 | 19.459 | 3309182.245 | 0.0075 | 6.054 | 1291660.482 | 0.0079 | 2.878 | 616029.924 | 0.0097 | 8.8 | 1673790.2 | 0.0094 | 14.9 | 2820159.4 | 13.1 | SCR | Existing SCR | 0.0064 | 0.0064 | 5.8 |  |  | 5.8
CA | CalPeak Power - Border LLC | 55510 | GT-1 | San Diego | 2001-10-26 | 600 | 49.5 | 32.5622 | -116.9433 | ARP | Combustion turbine | Pipeline Natural Gas |  | Dry Low NOx Burners<br>Ammonia Injection<br>Selective Catalytic Reduction | Electric Utility |  | 0.0117 | 0.458 | 87535.195 | 0.0116 | 0.294 | 59278.417 | 0.0139 | 0.176 | 34556.539 | 0.011 | 0.202 | 41514.487 | 0.0117 | 1.387 | 267998.07 | 0.0129 | 0.523 | 92741.146 | 0.0103 | 0.488 | 98223.666 | 0.0114 | 0.406 | 78495.917 | 0.011 | 0.9 | 176090.2 | 0.0125 | 0.6 | 115661.5 | 8 | Dry Low NOx Burners<br>Ammonia Injection<br>Selective Catalytic Reduction | Existing SCR | 0.0103 | 0.0103 | 0.9 |  |  | 0.9
CA | CalPeak Power - Enterprise LLC | 55513 | GT-1 | San Diego | 2001-10-23 | 600 | 49 | 33.1221 | -117.117 | ARP | Combustion turbine | Pipeline Natural Gas |  | Dry Low NOx Burners<br>Ammonia Injection<br>Selective Catalytic Reduction | Electric Utility |  | 0.011 | 0.345 | 68822.766 | 0.0121 | 0.268 | 53164.648 | 0.0146 | 0.13 | 29991.787 | 0.0111 | 0.211 | 44435.614 | 0.0124 | 1.016 | 202528.839 | 0.0147 | 0.455 | 81462.77 | 0.0141 | 0.599 | 98465.179 | 0.0122 | 0.54 | 104822.999 | 0.0119 | 1.2 | 224058.9 | 0.0123 | 0.5 | 102161 | 10.2 | Dry Low NOx Burners<br>Ammonia Injection<br>Selective Catalytic Reduction | Existing SCR | 0.011 | 0.011 | 1.1 |  |  | 1.1
CA | CalPeak Power - Panoche LLC | 55508 | GT-1 | Fresno | 2001-11-19 | 600 | 49.5 | 36.6531 | -120.5797 | ARP | Combustion turbine | Pipeline Natural Gas |  | Dry Low NOx Burners<br>Ammonia Injection<br>Selective Catalytic Reduction | Electric Utility |  | 0.0137 | 0.222 | 40857.056 | 0.0175 | 0.174 | 27940.076 | 0.0349 | 0.142 | 25643.447 | 0.0122 | 0.501 | 94218.204 | 0.0133 | 0.476 | 91442.296 | 0.0121 | 0.265 | 58391.961 | 0.0106 | 0.362 | 80930.856 | 0.0131 | 0.185 | 37969.801 | 0.0098 | 0.2 | 46117.2 | 0.0093 | 0.3 | 65086.8 | 2.1 | Dry Low NOx Burners<br>Ammonia Injection<br>Selective Catalytic Reduction | Existing SCR | 0.0093 | 0.0093 | 0.2 |  |  | 0.2
CA | CalPeak Power - Vaca Dixon LLC | 55499 | GT-1 | Solano | 2001-12-02 | 600 | 49.5 | 38.3989 | -121.9239 | ARP | Combustion turbine | Pipeline Natural Gas |  | Dry Low NOx Burners<br>Ammonia Injection<br>Selective Catalytic Reduction | Electric Utility |  | 0.0101 | 0.278 | 60560.143 | 0.0083 | 0.16 | 39124.807 | 0.0116 | 0.16 | 34567.768 | 0.0111 | 0.519 | 115293.177 | 0.011 | 0.481 | 102629.477 | 0.0126 | 0.337 | 72474.477 | 0.0081 | 0.419 | 102440.78 | 0.0092 | 0.183 | 40712.041 | 0.0097 | 0.3 | 58028 | 0.009 | 0.3 | 57093 | 2.6 | Dry Low NOx Burners<br>Ammonia Injection<br>Selective Catalytic Reduction | Existing SCR | 0.0081 | 0.0081 | 0.2 |  |  | 0.2
CA | Calpine Sutter Energy Center | 55112 | CT01 | Sutter | 2001-04-02 | 2070 | 212 | 39.0531 | -121.6939 | ARP | Combined cycle | Pipeline Natural Gas |  | Dry Low NOx Burners<br>Selective Catalytic Reduction | Electric Utility |  | 0.0096 | 19.071 | 4399031.625 | 0.0088 | 22.993 | 5523708.85 | 0.0141 | 18.07 | 3446729.4 | 0.0132 | 20.437 | 4091199.7 | 0.0104 | 14.078 | 3258211.903 | 0.0142 | 20.198 | 3891822.541 | 0.0135 | 15.638 | 3058844.399 | 0.0144 | 12.286 | 2312386.024 | 0.0195 | 10.4 | 1596181.7 | 0.0117 | 11.8 | 2515013.3 | 21 | Dry Low NOx Burners<br>Selective Catalytic Reduction | Existing SCR | 0.0088 | 0.0088 | 4.7 |  |  | 4.7
CA | Calpine Sutter Energy Center | 55112 | CT02 | Sutter | 2001-04-11 | 2070 | 212 | 39.0531 | -121.6939 | ARP | Combined cycle | Pipeline Natural Gas |  | Dry Low NOx Burners<br>Selective Catalytic Reduction | Electric Utility |  | 0.0091 | 18.098 | 4306449.375 | 0.0095 | 22.513 | 5277682.575 | 0.0147 | 17.037 | 3206959.7 | 0.0145 | 21.159 | 3892367.1 | 0.0123 | 13.669 | 2955375.921 | 0.0144 | 18.198 | 3533511.755 | 0.013 | 15.063 | 3035747.545 | 0.0158 | 11.76 | 2109006.926 | 0.0189 | 9.7 | 1549571.7 | 0.011 | 10.7 | 2332673.8 | 20.4 | Dry Low NOx Burners<br>Selective Catalytic Reduction | Existing SCR | 0.0091 | 0.0091 | 4.7 |  |  | 4.7
CA | Canyon Power Plant | 57027 | 1 | Orange | 2011-07-29 | 510 | 50 | 33.8581 | -117.8616 | ARP | Combustion turbine | Pipeline Natural Gas |  | Water Injection<br>Ammonia Injection | Electric Utility | [25 empty] | 0.0172 | 0.1 | 21828.3 | 0.0162 | 0.6 | 173361 | 1.2 | Water Injection<br>Ammonia Injection | Low Ozone Season Rate | 0.0162 | 0.0162 | 0.1 |  |  | 0.1
CA | Canyon Power Plant | 57027 | 2 | Orange | 2011-07-16 | 510 | 50 | 33.8581 | -117.8616 | ARP | Combustion turbine | Pipeline Natural Gas |  | Water Injection<br>Ammonia Injection | Electric Utility | [25 empty] | 0.131 | 2.1 | 28308.5 | 0.0159 | 0.6 | 168202.2 | 1.5 | Water Injection<br>Ammonia Injection | Low Ozone Season Rate | 0.0159 | 0.0159 | 0.2 |  |  | 0.2
CA | Canyon Power Plant | 57027 | 3 | Orange | 2011-05-25 | 520 | 50 | 33.8581 | -117.8616 | ARP | Combustion turbine | Pipeline Natural Gas |  | Water Injection<br>Ammonia Injection | Electric Utility | [25 empty] | 0.0789 | 3.3 | 85636.6 | 0.0159 | 0.6 | 157356.7 | 4.5 | Water Injection<br>Ammonia Injection | Low Ozone Season Rate | 0.0159 | 0.0159 | 0.7 |  |  | 0.7
CA | Canyon Power Plant | 57027 | 4 | Orange | 2011-05-23 | 510 | 50 | 33.8581 | -117.8616 | ARP | Combustion turbine | Pipeline Natural Gas |  | Water Injection<br>Ammonia Injection | Electric Utility | [25 empty] | 0.0263 | 0.6 | 90700.3 | 0.0205 | 0.7 | 165061.8 | 4.8 | Water Injection<br>Ammonia Injection | Low Ozone Season Rate | 0.0205 | 0.0205 | 0.4 |  |  | 0.4
CA | Carson Cogeneration Company | 10169 | D1 | Los Angeles | 2003-11-20 | 453 | 45.3 | 33.8759 | -118.2491 | ARP | Combined cycle | Pipeline Natural Gas |  | Water Injection<br>Selective Catalytic Reduction | Electric Utility |  |  |  |  | 0.0169 | 6.893 | 1437515.95 | 0.0096 | 6.035 | 1523199.825 | 0.0096 | 5.945 | 1456431.05 | 0.0121 | 5.964 | 1462255.975 | 0.0111 | 6.18 | 1458215.1 | 0.0093 | 5.419 | 1328544.624 | 0.0134 | 5.711 | 1330401.581 | 0.0105 | 5.8 | 1383178.6 | 0.0102 | 6.2 | 1467153.6 | 83.2 | Water Injection<br>Selective Catalytic Reduction | Existing SCR | 0.0093 | 0.0093 | 5.1 |  |  | 5.1
CA | Center Generating Station | 56475 | CT1 | Los Angeles | 2007-09-17 | 505 | 49.8 | 33.9297 | -118.1047 | ARP | Combustion turbine | Pipeline Natural Gas |  | Dry Low NOx Burners | Electric Utility | [16 empty] | 0.0376 | 0.323 | 28420.322 | 0.0274 | 0.214 | 32257.966 | 0.0387 | 0.343 | 49719.336 | 0.0304 | 0.3 | 48935.1 | 0.0201 | 0.8 | 152529.4 | 2.6 | Dry Low NOx Burners | Low Ozone Season Rate | 0.0201 | 0.0201 | 0.2 |  |  | 0.2
CA | Chula Vista Energy Center | 55540 | 1A | San Diego | 2001-05-12 | 344 | 44 | 32.5914 | -117.0586 | ARP | Combustion turbine | Pipeline Natural Gas |  | Dry Low NOx Burners<br>Selective Catalytic Reduction | Electric Utility |  | 0.0172 | 0.866 | 133698.008 | [6 empty] | 0.3942 | 8.135 | 43626.08 | 0.0641 | 0.23 | 6971.461 | 0.0453 | 0.25 | 8930.507 | 0.0425 | 0.11 | 5559.87 | 0.0309 | 0.053 | 4564.598 | 0.0212 | 0.1 | 6376 | 0.4902 | 3.5 | 14509.5 | 0.5 | Dry Low NOx Burners<br>Selective Catalytic Reduction | Existing SCR | 0.0172 | 0.0172 | 0.1 |  |  | 0.1
CA | Chula Vista Energy Center | 55540 | 1B | San Diego | 2001-05-12 | 344 | 44 | 32.5914 | -117.0586 | ARP | Combustion turbine | Pipeline Natural Gas |  | Dry Low NOx Burners<br>Selective Catalytic Reduction | Electric Utility |  | 0.0172 | 0.866 | 133698.008 | [6 empty] | 0.3942 | 8.135 | 43626.08 | 0.0641 | 0.23 | 6971.461 | 0.0453 | 0.248 | 8871.047 | 0.0425 | 0.11 | 5542.937 | 0.0309 | 0.053 | 4600.837 | 0.0212 | 0.1 | 6209.3 | 0.4902 | 3.3 | 13885.3 | 0.5 | Dry Low NOx Burners<br>Selective Catalytic Reduction | Existing SCR | 0.0172 | 0.0172 | 0.1 |  |  | 0.1
CA | Colusa Generating Station | 56532 | CT1 | Colusa | 2010-09-02 | 2430 | 181.5 | 39.3648 | -122.268 | ARP | Combined cycle | Pipeline Natural Gas |  | Dry Low NOx Burners<br>Selective Catalytic Reduction | Electric Utility | [25 empty] | 0.0108 | 9.5 | 2604468.4 | 0.012 | 10.7 | 3141157.3 | 29.2 | Dry Low NOx Burners<br>Selective Catalytic Reduction | Existing SCR | 0.0108 | 0.0108 | 9.5 |  |  | 9.5
CA | Colusa Generating Station | 56532 | CT2 | Colusa | 2010-09-14 | 2430 | 181.5 | 39.3648 | -122.268 | ARP | Combined cycle | Pipeline Natural Gas |  | Dry Low NOx Burners<br>Selective Catalytic Reduction | Electric Utility | [25 empty] | 0.0121 | 8.8 | 2336447.5 | 0.0141 | 12.7 | 3082386.8 | 26.2 | Dry Low NOx Burners<br>Selective Catalytic Reduction | Existing SCR | 0.0121 | 0.0121 | 8.8 |  |  | 8.8
CA | Contra Costa Generating Station | 228 | 9 | Contra Costa | 1964-04-01 | 3404 | 359 | 38.0184 | -121.761 | ARP | Cell burner boiler (Ended Apr 29, 2003), Dry bottom wall-fired boiler (Started Apr 29, 2003) | Pipeline Natural Gas |  | Low NOx Burner Technology (Dry Bottom only) | Electric Utility |  | 0.0565 | 13.318 | 493522.025 | 0.0434 | 23.137 | 1077437.95 | 0.0288 | 6.06 | 432226.65 | 0.0218 | 3.401 | 336721 | 0.0272 | 6.243 | 472817.525 | 0.0292 | 5.433 | 377458.075 | 0.0277 | 1.822 | 145535.275 | 0.0305 | 1.369 | 103240.1 |  |  | 0 | 0.0289 | 1.8 | 137094 | 0 |  | Low Ozone Season Rate | 0.0218 | 0.0218 | 0 |  |  | 0
CA | Contra Costa Generating Station | 228 | 10 | Contra Costa | 1964-01-01 | 3400 | 359 | 38.0184 | -121.761 | ARP | Cell burner boiler (Ended Apr 29, 2003), Dry bottom wall-fired boiler (Started Apr 29, 2003) | Pipeline Natural Gas |  | Low NOx Burner Technology (Dry Bottom only)<br>Selective Catalytic Reduction | Electric Utility |  | 0.0101 | 15.919 | 2995811.4 | 0.0069 | 10.605 | 2945883.75 | 0.0084 | 8.123 | 2019425.95 | 0.0098 | 5.406 | 1288551.55 | 0.0096 | 4.324 | 1050385.675 | 0.0105 | 3.142 | 755250.775 | 0.0088 | 5.002 | 1271160.4 | 0.0111 | 0.995 | 242736.125 | 0.0133 | 1.1 | 218611.2 | 0.0106 | 3.1 | 712098.4 | 1.8 | SCR | Existing SCR | 0.0069 | 0.0069 | 0.6 |  |  | 0.6
CA | Coolwater Generating Station | 329 | 1 | San Bernardino | 1961-04-01 | 700 | 65.3 | 34.8622 | -116.854 | ARP | Dry bottom wall-fired boiler | Pipeline Natural Gas | Diesel Oil | Overfire Air | Electric Utility | Electric Services | 0.0716 | 5.867 | 162139.527 | 0.0736 | 3.816 | 100881.573 | 0.0736 | 4.357 | 115824.799 | 0.0743 | 9.155 | 242341.795 | 0.0742 | 2.328 | 60186.438 | 0.0797 | 1.01 | 24489.051 | 0.0772 | 0.301 | 7341.291 |  |  |  | 0.0733 | 0.2 | 6032.3 | 0.0758 | 3.4 | 88075.3 | 0.2 |  | Low Ozone Season Rate | 0.0716 | 0.0716 | 0.2 |  |  | 0.2
CA | Coolwater Generating Station | 329 | 2 | San Bernardino | 1964-06-01 | 900 | 82 | 34.8622 | -116.854 | ARP | Dry bottom wall-fired boiler | Pipeline Natural Gas | Diesel Oil | Overfire Air | Electric Utility | Electric Services | 0.0658 | 9.888 | 293889.723 | 0.0678 | 4.085 | 122499.135 | 0.0741 | 5.764 | 147247.587 | 0.0807 | 12.61 | 290961.421 | 0.0772 | 4.579 | 102489.886 | 0.0734 | 2.026 | 50141.079 | [6 empty] | 0.0716 | 2.5 | 63467.2 | 0.0743 | 6.5 | 166154.5 | 1.9 |  | Low Ozone Season Rate | 0.0658 | 0.0658 | 2.3 |  |  | 2.3
CA | Coolwater Generating Station | 329 | 31 | San Bernardino | 1978-05-31 | 1350 | 85 | 34.8622 | -116.854 | ARP | Combined cycle | Pipeline Natural Gas | Diesel Oil | Water Injection | Electric Utility |  | 0.109 | 81.466 | 1583030.818 | 0.1055 | 43.125 | 852915.828 | 0.1084 | 31.276 | 610755.612 | 0.1097 | 60.633 | 1182445.773 | 0.106 | 63.241 | 1262315.057 | 0.1095 | 29.056 | 567251.536 | 0.1294 | 9.202 | 147409.56 | 0.1318 | 1.997 | 31332.838 | 0.1149 | 14.3 | 268235.1 | 0.106 | 34.7 | 723128.3 | 5.4 | Water Injection | Low Ozone Season Rate | 0.1055 | 0.1055 | 13.2 |  |  | 13.2
CA | Coolwater Generating Station | 329 | 32 | San Bernardino | 1978-05-31 | 1350 | 85 | 34.8622 | -116.854 | ARP | Combined cycle | Pipeline Natural Gas | Diesel Oil | Water Injection | Electric Utility |  | 0.0998 | 86.64 | 1860383.76 | 0.1076 | 36.383 | 712669.444 | 0.0948 | 19.898 | 450902.262 | 0.0944 | 38.826 | 879923.937 | 0.0956 | 48.604 | 1087315.037 | 0.1 | 19.039 | 420513.957 | 0.1242 | 7.105 | 118003.434 | 0.126 | 3.951 | 63850.442 | 0.1056 | 8 | 163094.4 | 0.096 | 28.6 | 651324.1 | 3.3 | Water Injection | Low Ozone Season Rate | 0.0944 | 0.0944 | 7.1 |  |  | 7.1
CA | Coolwater Generating Station | 329 | 41 | San Bernardino | 1978-08-31 | 1350 | 85 | 34.8622 | -116.854 | ARP | Combined cycle | Pipeline Natural Gas | Diesel Oil | Water Injection | Electric Utility |  | 0.1076 | 78.596 | 1582501.302 | 0.0995 | 48.305 | 1021930.275 | 0.0979 | 33.543 | 729539.149 | 0.0978 | 71.039 | 1538338.526 | 0.1014 | 72.933 | 1511720.592 | 0.0983 | 35.522 | 766668.581 | 0.1213 | 5.035 | 84480.973 | 0.1128 | 0.971 | 17298.403 | 0.1063 | 12.9 | 257870.8 | 0.1005 | 46.6 | 981240.8 | 5.2 | Water Injection | Low Ozone Season Rate | 0.0978 | 0.0978 | 11.8 |  |  | 11.8
CA | Coolwater Generating Station | 329 | 42 | San Bernardino | 1978-08-31 | 1350 | 85 | 34.8622 | -116.854 | ARP | Combined cycle | Pipeline Natural Gas | Diesel Oil | Water Injection | Electric Utility |  | 0.1128 | 86.696 | 1648198.94 | 0.1084 | 45.65 | 884261.707 | 0.0961 | 28.661 | 631268.169 | 0.1048 | 60.137 | 1216888.788 | 0.1042 | 64.378 | 1288229.437 | 0.1039 | 31.594 | 633232.404 | 0.1246 | 6.095 | 97800.675 | 0.1271 | 2.16 | 35060.776 | 0.1127 | 20.4 | 386282.8 | 0.1051 | 54.1 | 1100300.3 | 7.8 | Water Injection | Low Ozone Season Rate | 0.0961 | 0.0961 | 17.4 |  |  | 17.4
CA | Cosumnes Power Plant | 55970 | 2 | Sacramento | 2006-01-09 | 1857.8 | 170 | 38.3461 | -121.1217 | ARP | Combined cycle | Other Gas |  | Dry Low NOx Burners<br>Selective Catalytic Reduction | Electric Utility | [10 empty] | 0.0075 | 11.421 | 3715177.724 | 0.0056 | 14.774 | 5535164.155 | 0.0055 | 14.955 | 5815554.353 | 0.0061 | 12.412 | 4651475.687 | 0.0057 | 12.859 | 4890515.916 | 0.0056 | 13.1 | 4966927.9 | 0.0053 | 14.7 | 5747961.4 | 72.8 | Dry Low NOx Burners<br>Selective Catalytic Reduction | Existing SCR | 0.0053 | 0.0053 | 12.4 |  |  | 12.4
CA | Cosumnes Power Plant | 55970 | 3 | Sacramento | 2006-01-09 | 1857.8 | 170 | 38.3461 | -121.1217 | ARP | Combined cycle | Other Gas |  | Dry Low NOx Burners<br>Selective Catalytic Reduction | Electric Utility | [10 empty] | 0.0067 | 13.841 | 4627086.902 | 0.0055 | 13.688 | 5211603.095 | 0.0053 | 12.753 | 5050076.832 | 0.0053 | 13.825 | 5429444.004 | 0.0054 | 11.556 | 4444078.803 | 0.0056 | 10.5 | 4007940.7 | 0.0052 | 14.7 | 5785320.4 | 58.8 | Dry Low NOx Burners<br>Selective Catalytic Reduction | Existing SCR | 0.0052 | 0.0052 | 9.7 |  |  | 9.7
CA | Creed Energy Center | 55625 | UNIT1 | Solano | 2002-12-09 | 500 | 47 | 38.2419 | -121.8551 | ARP | Combustion turbine | Pipeline Natural Gas |  | Ammonia Injection<br>Selective Catalytic Reduction | Electric Utility |  | 0.0443 | 0.722 | 88558.85 | 0.0352 | 0.54 | 76563.9 | 0.0419 | 0.773 | 74619.75 | 0.044 | 0.898 | 105864.025 | 0.0471 | 0.834 | 100509.4 | 0.0309 | 0.814 | 115622.125 | 0.0384 | 0.788 | 105136.766 | 0.0336 | 0.34 | 56120.463 | 0.0478 | 0.3 | 34689.1 | 0.0422 | 0.7 | 81874.7 | 1.9 | Ammonia Injection<br>Selective Catalytic Reduction | Existing SCR | 0.0309 | 0.0309 | 0.2 |  |  | 0.2
CA | Cuyamaca Peak Energy | 55512 | GT-1 | San Diego | 2001-12-01 | 600 | 48.7 | 32.7971 | -116.972 | ARP | Combustion turbine | Pipeline Natural Gas |  | Dry Low NOx Burners<br>Ammonia Injection<br>Selective Catalytic Reduction | Electric Utility |  | 0.0143 | 0.459 | 67406.638 | 0.016 | 0.279 | 52009.322 | 0.0129 | 0.281 | 52326.747 | 0.0135 | 0.218 | 38431.583 | 0.0131 | 1.334 | 221013.984 | 0.0137 | 0.474 | 85037.9 | 0.0133 | 0.715 | 122796.301 | 0.0145 | 0.509 | 88808.117 | 0.0128 | 0.6 | 118840.8 | 0.0108 | 1.4 | 269854.8 | 5.4 | Dry Low NOx Burners<br>Ammonia Injection<br>Selective Catalytic Reduction | Existing SCR | 0.0108 | 0.0108 | 0.5 |  |  | 0.5
CA | Delta Energy Center, LLC | 55333 | 1 | Contra Costa | 2001-12-01 | 2125 | 212 | 38.0167 | -121.8439 | ARP | Combined cycle | Pipeline Natural Gas |  | Ammonia Injection | Electric Utility |  | 0.5085 | 1387.593 | 5479437.176 | 0.0088 | 21.738 | 5427118.479 | 0.0084 | 18.026 | 4614905.376 | 0.0083 | 18.876 | 4858407.593 | 0.0085 | 18.978 | 5223298.124 | 0.0085 | 13.881 | 3743629.661 | 0.0104 | 22.99 | 4761394.239 | 0.0108 | 16.747 | 3958524.838 | 0.0103 | 15.5 | 3773131.8 | 0.0095 | 21.9 | 5147164.5 | 48.4 | Ammonia Injection | Low Ozone Season Rate | 0.0083 | 0.0083 | 12.5 |  |  | 12.5
CA | Delta Energy Center, LLC | 55333 | 2 | Contra Costa | 2001-12-01 | 2125 | 212 | 38.0167 | -121.8439 | ARP | Combined cycle | Pipeline Natural Gas |  | Ammonia Injection | Electric Utility |  | 0.5448 | 1333.132 | 4878640.648 | 0.0162 | 39.359 | 5249250.414 | 0.0082 | 17.742 | 4875737.975 | 0.009 | 16.089 | 4216399.023 | 0.008 | 19.821 | 5507565.447 | 0.0081 | 13.665 | 3769287.396 | 0.0086 | 17.162 | 4490423.774 | 0.0112 | 13.94 | 3174754.436 | 0.0119 | 12.7 | 2987335.3 | 0.0086 | 19.7 | 5104228.9 | 38.3 | Ammonia Injection | Low Ozone Season Rate | 0.008 | 0.008 | 8.5 |  |  | 8.5
CA | Delta Energy Center, LLC | 55333 | 3 | Contra Costa | 2001-12-01 | 2125 | 213.5 | 38.0167 | -121.8439 | ARP | Combined cycle | Pipeline Natural Gas |  | Ammonia Injection | Electric Utility |  | 0.5784 | 1289.362 | 4403902.669 | 0.0168 | 40.571 | 5116896.076 | 0.0078 | 15.16 | 4209818.754 | 0.0087 | 15.778 | 4180106.985 | 0.009 | 17.034 | 4520134.797 | 0.0089 | 14.45 | 3821689.099 | 0.0081 | 19.322 | 5280305.016 | 0.0124 | 12.987 | 2804207.171 | 0.0146 | 14.7 | 2832648.5 | 0.0086 | 22 | 5367766.5 | 36.3 | Ammonia Injection | Low Ozone Season Rate | 0.0078 | 0.0078 | 7.8 |  |  | 7.8
CA | Donald Von Raesfeld | 56026 | PCT1 | Santa Clara | 2005-03-15 | 610.6 | 50 | 37.3767 | -121.9508 | ARP | Combined cycle | Pipeline Natural Gas |  | Dry Low NOx Burners<br>Water Injection<br>Selective Catalytic Reduction | Electric Utility | [7 empty] | 0.0129 | 2.315 | 609485.563 | 0.014 | 2.936 | 737358.719 | 0.0093 | 3.984 | 1075858.738 | 0.0142 | 3.136 | 724930.553 | 0.0119 | 2.439 | 638614.905 | 0.0136 | 2.768 | 690852.162 | 0.019 | 3 | 657967.9 | 0.0061 | 5.1 | 1700111.6 | 29.3 | Dry Low NOx Burners<br>Water Injection<br>Selective Catalytic Reduction | Existing SCR | 0.0061 | 0.0061 | 0.9 |  |  | 0.9
CA | Donald Von Raesfeld | 56026 | PCT2 | Santa Clara | 2005-03-15 | 610.6 | 50 | 37.3767 | -121.9508 | ARP | Combined cycle | Pipeline Natural Gas |  | Dry Low NOx Burners<br>Water Injection<br>Selective Catalytic Reduction | Electric Utility | [7 empty] | 0.0154 | 2.404 | 555478.252 | 0.0112 | 2.661 | 779114.322 | 0.0081 | 3.15 | 992668.211 | 0.0121 | 2.52 | 672430.522 | 0.0118 | 3.535 | 836595.208 | 0.0145 | 2.414 | 570766.4 | 0.0199 | 2.2 | 492818.7 | 0.0067 | 5.3 | 1653400.3 | 22 | Dry Low NOx Burners<br>Water Injection<br>Selective Catalytic Reduction | Existing SCR | 0.0067 | 0.0067 | 0.8 |  |  | 0.8
CA | Dynegy South Bay, LLC | 310 | 1 | San Diego | 1960-07-23 | 1550 | 136 | 32.6131 | -117.0964 | ARP | Dry bottom wall-fired boiler | Pipeline Natural Gas | Residual Oil | Selective Catalytic Reduction | Electric Utility | Electric Services | 0.0133 | 8.388 | 1325248.375 | 0.012 | 17.477 | 2924355.4 | 0.012 | 11.226 | 1890744.75 | 0.0118 | 8.221 | 1418196.725 | 0.0147 | 2.954 | 465030.375 | 0.0138 | 2.554 | 419600.375 | 0.0132 | 3.927 | 745329.5 | 0.0146 | 0.58 | 102874.875 |  |  | 0 |  |  |  | 0 | SCR | Existing SCR | 0.0118 | 0.0118 | 0 |  |  | 0
CA | Dynegy South Bay, LLC | 310 | 2 | San Diego | 1962-06-16 | 1510 | 136 | 32.6131 | -117.0964 | ARP | Dry bottom wall-fired boiler | Pipeline Natural Gas | Residual Oil | Selective Catalytic Reduction | Electric Utility | Electric Services | 0.0123 | 13.206 | 2153550.925 | 0.0123 | 16.814 | 2733888.8 | 0.0121 | 12.198 | 2000339.65 | 0.0109 | 8.413 | 1520503.55 | 0.0119 | 1.963 | 339237.775 | 0.012 | 2.738 | 486057.575 | 0.0111 | 5.724 | 1087828.5 | 0.0109 | 1.494 | 296340.95 |  |  | 0 |  |  |  | 0 | SCR | Existing SCR | 0.0109 | 0.0109 | 0 |  |  | 0
CA | Dynegy South Bay, LLC | 310 | 3 | San Diego | 1964-09-01 | 2145 | 201.6 | 32.6131 | -117.0964 | ARP | Dry bottom wall-fired boiler | Pipeline Natural Gas | Residual Oil | Selective Catalytic Reduction | Electric Utility | Electric Services | 0.0112 | 14.471 | 2448793.15 | 0.011 | 11.536 | 1944542.45 | 0.0097 | 7.388 | 1479340.925 | 0.0094 | 2.318 | 459566.675 | 0.0102 | 8.67 | 1617798.075 | 0.0107 | 12.269 | 2297595.35 | 0.0099 | 7.015 | 1403048.1 | [5 empty] | 0 |  |  |  | 0 | SCR | Existing SCR | 0.0094 | 0.0094 | 0 |  |  | 0
CA | Dynegy South Bay, LLC | 310 | 4 | San Diego | 1971-12-15 | 2900 | 240.3 | 32.6131 | -117.0964 | ARP | Tangentially-fired | Pipeline Natural Gas | Residual Oil | Selective Catalytic Reduction | Electric Utility | Electric Services | 0.0093 | 2.166 | 471523.775 | 0.0096 | 8.896 | 1837892.2 | 0.0102 | 2.144 | 432332.05 | 0.0088 | 2.84 | 642504.75 | 0.0086 | 1.665 | 375399.9 | 0.0073 | 2.298 | 551602 | 0.0075 | 2.264 | 611896.45 | [5 empty] | 0 |  |  |  | 0 | SCR | Existing SCR | 0.0073 | 0.0073 | 0 |  |  | 0
CA | El Cajon Energy Center | 57001 | 1 | San Diego | 2010-06-01 | 472 | 49.9 | 32.7971 | -116.972 | ARP | Combustion turbine | Pipeline Natural Gas |  | Water Injection<br>Selective Catalytic Reduction | Electric Utility | [25 empty] | 0.0289 | 0.7 | 86208.5 | 0.0166 | 1.6 | 265658.1 | 5 | Water Injection<br>Selective Catalytic Reduction | Existing SCR | 0.0166 | 0.0166 | 0.4 |  |  | 0.4
CA | El Centro | 389 | 3 | Imperial | 1957-11-01 | 462 | 50 | 32.8022 | -115.54 | ARP | Dry bottom wall-fired boiler | Pipeline Natural Gas | Residual Oil |  | Electric Utility | Electric Services | 0.1574 | 53.756 | 660035.725 | 0.1536 | 24.526 | 316800.575 | 0.1578 | 36.992 | 463012.875 | 0.1792 | 59.946 | 664727.875 | 0.1714 | 35.819 | 418245.075 | 0.173 | 41.587 | 479870.836 | 0.1643 | 40.407 | 491289.019 | 0.1737 | 45.795 | 525681.954 |  |  | 0 |  |  |  | 0 |  | New SNCR | 0.1536 | 0.09216 | 0 |  |  | 0
CA | El Centro | 389 | 4 | Imperial | 1968-08-01 | 819 | 81.6 | 32.8022 | -115.54 | ARP | Dry bottom wall-fired boiler | Pipeline Natural Gas | Residual Oil | Selective Catalytic Reduction | Electric Utility | Electric Services | 0.2302 | 152.547 | 1340825.125 | 0.2269 | 120.801 | 1073502.3 | 0.2275 | 106.69 | 956472.25 | 0.2083 | 45.509 | 425035.4 | 0.2249 | 125.821 | 1128745.45 | 0.2085 | 121.312 | 1184990.41 | 0.2094 | 100.521 | 951725.3 | 0.204 | 106.26 | 1044612.9 | 0.073 | 30.1 | 832704.6 | 0.0617 | 34.5 | 1117926.2 | 27.7 | SCR | Existing SCR | 0.0617 | 0.0617 | 25.4 |  |  | 25.4
CA | El Centro | 389 | 2013-02-02 | Imperial | 1993-06-01 | 945 | 89.9 | 32.8022 | -115.54 | ARP | Combined cycle | Pipeline Natural Gas | Diesel Oil | Selective Catalytic Reduction | Electric Utility |  | 0.0319 | 41.304 | 2633417.575 | 0.0348 | 43.832 | 2543581.775 | 0.0348 | 36.782 | 2141978.025 | 0.0392 | 46.502 | 2391614.65 | 0.0392 | 46.531 | 2395680.825 | 0.0339 | 35.864 | 2163140.74 | 0.038 | 47.482 | 2541260.956 | 0.0338 | 39.021 | 2350205.219 | 0.0321 | 45.9 | 2882259.2 | 0.0338 | 43.7 | 2609758.6 | 83.1 | Selective Catalytic Reduction | Existing SCR | 0.0319 | 0.0319 | 45.6 |  |  | 45.6
CA | El Centro | 389 | 2013-03-01 | Imperial | 2012-03-01 | 525 | 43.2 | 32.8022 | -115.54 | ARP | Combined cycle (Started Mar 01, 2012) | Pipeline Natural Gas |  | Dry Low NOx Burners<br>Selective Catalytic Reduction | Electric Utility | [28 empty] | 1.716 | 161.1 | 187787.7 | 0 | Dry Low NOx Burners<br>Selective Catalytic Reduction | Existing SCR | 1.716 | 1.716 | 0 |  |  | 0
CA | El Centro | 389 | 2013-03-02 | Imperial | 2012-03-06 | 525 | 43.2 | 32.8022 | -115.54 | ARP | Combined cycle (Started Mar 06, 2012) | Pipeline Natural Gas |  | Dry Low NOx Burners<br>Selective Catalytic Reduction | Electric Utility | [28 empty] | 1.716 | 163.4 | 190454.6 | 0 | Dry Low NOx Burners<br>Selective Catalytic Reduction | Existing SCR | 1.716 | 1.716 | 0 |  |  | 0
CA | El Segundo | 330 | 3 | Los Angeles | 1964-07-31 | 3385 | 342 | 33.9106 | -118.425 | ARP | Tangentially-fired | Other Gas | Residual Oil | Selective Catalytic Reduction | Electric Utility | Electric Services | 0.0038 | 4.973 | 2672082.733 | 0.01 | 3.841 | 1010364.75 | 0.0067 | 5.823 | 1955319.67 | 0.0077 | 8.366 | 2447530.652 | 0.0081 | 8.487 | 2449715.477 | 0.0109 | 3.755 | 786095.767 | 0.0083 | 4.508 | 1331403.708 | 0.0128 | 2.33 | 522016.685 | 0.0077 | 2.7 | 881648.1 | 0.01 | 7.3 | 1972622.1 | 7.1 | SCR | Existing SCR | 0.0038 | 0.0038 | 1.4 |  |  | 1.4
CA | El Segundo | 330 | 4 | Los Angeles | 1965-04-01 | 3385 | 342 | 33.9106 | -118.425 | ARP | Tangentially-fired | Other Gas | Residual Oil | Selective Catalytic Reduction<br>Selective Non-catalytic Reduction | Electric Utility | Electric Services | 0.0043 | 7.084 | 3104255.395 | 0.0086 | 4.458 | 1213559.13 | 0.0064 | 5.568 | 1792352.795 | 0.0084 | 8.619 | 2314723.215 | 0.0076 | 9.17 | 2494649.265 | 0.0078 | 8.865 | 2463754.38 | 0.0089 | 9.934 | 2401565.261 | 0.0107 | 1.656 | 427850.976 | 0.0087 | 4.5 | 1211316.9 | 0.0076 | 8.5 | 2357994 | 9.7 | SCR | Existing SCR | 0.0043 | 0.0043 | 2.2 |  |  | 2.2
CA | Escondido Energy Center, LLC | 55538 | CT1A | San Diego | 2001-05-12 | 344 | 44 | 33.1261 | -117.1172 | ARP | Combustion turbine | Pipeline Natural Gas |  | Dry Low NOx Burners<br>Selective Catalytic Reduction | Electric Utility |  | 0.0167 | 0.528 | 72258.775 | [6 empty] | 0.4194 | 4.607 | 23361.975 | 0.055 | 0.161 | 4993.845 | 0.2555 | 0.947 | 6019.74 | 0.0469 | 0.094 | 5137.204 | 0.0547 | 0.06 | 4688.99 | 0.0217 | 0.1 | 7957.7 | 0.5416 | 1.4 | 5185.4 | 0.6 | Dry Low NOx Burners<br>Selective Catalytic Reduction | Existing SCR | 0.0167 | 0.0167 | 0.1 |  |  | 0.1
CA | Escondido Energy Center, LLC | 55538 | CT1B | San Diego | 2001-05-12 | 344 | 44 | 33.1261 | -117.1172 | ARP | Combustion turbine | Pipeline Natural Gas |  | Dry Low NOx Burners<br>Selective Catalytic Reduction | Electric Utility |  | 0.0167 | 0.528 | 72258.775 | [6 empty] | 0.4194 | 4.607 | 23361.975 | 0.055 | 0.161 | 4993.845 | 0.2555 | 0.947 | 6019.74 | 0.0469 | 0.095 | 5158.586 | 0.0547 | 0.061 | 4689.857 | 0.0322 | 0.1 | 7157.4 | 0.5416 | 1.4 | 5183.1 | 0.6 | Dry Low NOx Burners<br>Selective Catalytic Reduction | Existing SCR | 0.0167 | 0.0167 | 0.1 |  |  | 0.1
CA | Etiwanda Generating Station | 331 | 1 | San Bernardino | 1953-07-01 | 1200 | 156.2 | 34.0911 | -117.5256 | ARP | Tangentially-fired | Pipeline Natural Gas |  | Overfire Air | Electric Utility | Electric Services | [26 empty] | 0 |  |  |  | 0 |  | Not Operating | 0 | 0 | 0 |  |  | 0
CA | Etiwanda Generating Station | 331 | 2 | San Bernardino | 1953-11-01 | 1200 | 156.2 | 34.0911 | -117.5256 | ARP | Tangentially-fired | Pipeline Natural Gas |  | Overfire Air | Electric Utility | Electric Services | [26 empty] | 0 |  |  |  | 0 |  | Not Operating | 0 | 0 | 0 |  |  | 0
CA | Etiwanda Generating Station | 331 | 3 | San Bernardino | 1963-05-01 | 3600 | 333 | 34.0911 | -117.5256 | ARP | Tangentially-fired | Pipeline Natural Gas |  | Selective Catalytic Reduction | Electric Utility | Electric Services | 0.0098 | 5.763 | 1620019.369 | 0.008 | 2.015 | 661932.932 | 0.0067 | 7.579 | 2560650.744 | 0.0063 | 9.317 | 2965720.716 | 0.0073 | 9.786 | 2971259.349 | 0.0067 | 12.542 | 4028391.06 | 0.0064 | 8.358 | 2489818.604 | 0.0076 | 3.585 | 1017546.44 | 0.0075 | 1.3 | 382319.8 | 0.0065 | 3.4 | 1114579 | 2.9 | SCR | Existing SCR | 0.0063 | 0.0063 | 1.1 |  |  | 1.1
CA | Etiwanda Generating Station | 331 | 4 | San Bernardino | 1963-10-01 | 3600 | 333 | 34.0911 | -117.5256 | ARP | Tangentially-fired | Pipeline Natural Gas |  | Selective Catalytic Reduction | Electric Utility | Electric Services | 0.006 | 2.491 | 1139291.818 | 0.0054 | 4.112 | 1907282.246 | 0.0086 | 6.305 | 2014351.344 | 0.0074 | 5.176 | 1624922.341 | 0.0078 | 5.651 | 1731976.151 | 0.0069 | 8.587 | 2845577.235 | 0.0067 | 5.388 | 1633511.029 | 0.007 | 2.333 | 687491.394 | 0.006 | 1.9 | 681243.4 | 0.0073 | 4.3 | 1194595 | 5.2 | SCR | Existing SCR | 0.0054 | 0.0054 | 1.7 |  |  | 1.7
CA | Feather River Energy Center | 55847 | UNIT1 | Sutter | 2002-12-15 | 500 | 47 | 39.1088 | -121.6133 | ARP | Combustion turbine | Pipeline Natural Gas |  | Water Injection<br>Selective Catalytic Reduction | Electric Utility |  | 0.0192 | 0.723 | 104534.975 | 0.0177 | 0.862 | 134005.125 | 0.0187 | 0.583 | 106663.175 | 0.0151 | 0.749 | 147868.4 | 0.0197 | 1.5 | 203938.1 | 0.0218 | 1.316 | 172936.45 | 0.2364 | 4.629 | 179297.128 | 0.1167 | 1.245 | 76858.255 | 0.2371 | 1 | 61038.9 | 0.2639 | 7 | 322404.4 | 3.3 | Water Injection<br>Selective Catalytic Reduction | Existing SCR | 0.0151 | 0.0151 | 0.1 |  |  | 0.1
CA | Gateway Generating Station | 56476 | GT1 | Contra Costa | 2008-11-11 | 2227 | 203.2 | 38.0167 | -121.7592 | ARP | Combined cycle | Pipeline Natural Gas |  | Dry Low NOx Burners<br>Selective Catalytic Reduction | Electric Utility | [19 empty] | 0.0144 | 18.371 | 3956035.125 | 0.0123 | 15.431 | 4210511.695 | 0.014 | 13.4 | 3259217.3 | 0.0111 | 15.8 | 4389573.7 | 39.9 | Dry Low NOx Burners<br>Selective Catalytic Reduction | Existing SCR | 0.0111 | 0.0111 | 10.6 |  |  | 10.6
CA | Gateway Generating Station | 56476 | GT2 | Contra Costa | 2008-11-10 | 2227 | 203.2 | 38.0167 | -121.7592 | ARP | Combined cycle | Pipeline Natural Gas |  | Dry Low NOx Burners<br>Selective Catalytic Reduction | Electric Utility | [19 empty] | 0.0161 | 20.021 | 3911505.6 | 0.0123 | 17.026 | 4124491.716 | 0.0149 | 16.3 | 3567020.2 | 0.0119 | 18.5 | 4764852 | 43.6 | Dry Low NOx Burners<br>Selective Catalytic Reduction | Existing SCR | 0.0119 | 0.0119 | 13 |  |  | 13
CA | Gilroy Energy Center, LLC | 55810 | S-3 | Santa Clara | 2001-11-29 | 500 | 45 | 36.999 | -121.5363 | ARP | Combustion turbine | Pipeline Natural Gas |  | Water Injection<br>Ammonia Injection<br>Selective Catalytic Reduction | Electric Utility |  | 0.058 | 2.196 | 168856.725 | 0.2482 | 8.021 | 152320.05 | 0.0311 | 1.595 | 125354.9 | 0.0456 | 1.87 | 133646.2 | 0.0508 | 2.953 | 176473.725 | 0.0263 | 2.642 | 214131.65 | 0.0564 | 4.081 | 145413.41 | 0.0273 | 0.762 | 76723.699 | 0.0294 | 0.8 | 79317.8 | 0.0306 | 1.7 | 167495.6 | 4.3 | Water Injection<br>Ammonia Injection<br>Selective Catalytic Reduction | Existing SCR | 0.0263 | 0.0263 | 0.7 |  |  | 0.7
CA | Gilroy Energy Center, LLC | 55810 | S-4 | Santa Clara | 2001-11-29 | 500 | 45 | 36.999 | -121.5363 | ARP | Combustion turbine | Pipeline Natural Gas |  | Water Injection<br>Ammonia Injection<br>Selective Catalytic Reduction | Electric Utility |  | 0.0638 | 2.232 | 174996.7 | 0.1642 | 4.242 | 130294.725 | 0.0377 | 1.367 | 123250.25 | 0.0787 | 2.426 | 137382.45 | 0.0309 | 1.754 | 173553.125 | 0.0254 | 2.283 | 213692.1 | 0.027 | 1.49 | 142134.913 | 0.0247 | 0.65 | 66694.609 | 0.0358 | 0.7 | 51647.2 | 0.0315 | 1.3 | 122666.2 | 2.8 | Water Injection<br>Ammonia Injection<br>Selective Catalytic Reduction | Existing SCR | 0.0247 | 0.0247 | 0.5 |  |  | 0.5
CA | Gilroy Energy Center, LLC | 55810 | S-5 | Santa Clara | 2002-02-14 | 500 | 45 | 36.999 | -121.5363 | ARP | Combustion turbine | Pipeline Natural Gas |  | Water Injection<br>Ammonia Injection<br>Selective Catalytic Reduction | Electric Utility |  | 0.0186 | 1.223 | 181220.825 | 0.1475 | 3.508 | 119445.85 | 0.0253 | 0.992 | 115125.575 | 0.0616 | 2.533 | 150158.25 | 0.5569 | 48.879 | 172720.825 | 0.0913 | 8.223 | 179112.6 | 0.0351 | 1.256 | 111027.534 | 0.0246 | 0.55 | 55816.223 | 0.0323 | 0.8 | 60930 | 0.0343 | 2 | 166952.5 | 3.3 | Water Injection<br>Ammonia Injection<br>Selective Catalytic Reduction | Existing SCR | 0.0186 | 0.0186 | 0.4 |  |  | 0.4
CA | Gilroy Energy Center, LLC for King City | 10294 | 2 | Monterey | 2001-09-30 | 500 | 90.8 | 36.225 | -121.1278 | ARP | Combined cycle | Pipeline Natural Gas |  | Dry Low NOx Burners<br>Water Injection<br>Ammonia Injection<br>Selective Catalytic Reduction | Electric Utility |  | 0.0126 | 0.605 | 127822.175 | 0.0114 | 0.599 | 122289.5 | 0.0149 | 0.706 | 130610.975 | 0.0123 | 0.735 | 146872.65 | 0.0125 | 0.627 | 116396.625 | 0.0134 | 0.897 | 163564.075 | 0.0193 | 0.918 | 128274.788 | 0.0207 | 0.472 | 62643.98 | 0.0201 | 0.2 | 26764.2 | 0.0249 | 0.8 | 101727.1 | 1.5 | Dry Low NOx Burners<br>Water Injection<br>Ammonia Injection<br>Selective Catalytic Reduction | Existing SCR | 0.0114 | 0.0114 | 0.1 |  |  | 0.1
CA | Glenarm | 422 | GT3 | Los Angeles | 2003-06-01 | 475 | 60.5 | 34.1256 | -118.1474 | ARP | Combustion turbine | Pipeline Natural Gas |  | Selective Catalytic Reduction | Electric Utility |  |  |  |  | 0.0433 | 1.644 | 104104.843 | 0.0401 | 1.434 | 115300.69 | 0.0446 | 1.885 | 190400.048 | 0.0377 | 1.855 | 176790.622 | 0.0404 | 1.081 | 103301.286 | 0.0363 | 2.936 | 296416.104 | 0.0503 | 2.498 | 184218.458 | 0.048 | 2.6 | 195636.2 | 0.0396 | 3.3 | 289048.3 | 11.2 | Selective Catalytic Reduction | Existing SCR | 0.0363 | 0.0363 | 2 |  |  | 2
CA | Glenarm | 422 | GT4 | Los Angeles | 2003-06-01 | 475 | 60.5 | 34.1256 | -118.1474 | ARP | Combustion turbine | Pipeline Natural Gas |  | Selective Catalytic Reduction | Electric Utility |  |  |  |  | 0.0365 | 1.146 | 88012.726 | 0.0333 | 0.881 | 87699.407 | 0.0448 | 1.438 | 151251.424 | 0.0408 | 1.291 | 122022.462 | 0.0434 | 0.629 | 53023.857 | 0.0423 | 2.208 | 209813.918 | 0.0493 | 1.953 | 158660.222 | 0.0451 | 2.2 | 171802 | 0.0407 | 3.7 | 307746.8 | 9.8 | Selective Catalytic Reduction | Existing SCR | 0.0333 | 0.0333 | 1.6 |  |  | 1.6
CA | Goose Haven Energy Center | 55627 | UNIT1 | Solano | 2002-12-08 | 500 | 47 | 38.2271 | -121.844 | ARP | Combustion turbine | Pipeline Natural Gas |  | Water Injection<br>Ammonia Injection<br>Selective Catalytic Reduction | Electric Utility |  | 0.0344 | 0.626 | 90847.375 | 0.0417 | 0.667 | 81070.85 | 0.0482 | 0.238 | 30307.225 | 0.038 | 0.802 | 112287 | 0.0267 | 0.702 | 109588.6 | 0.0363 | 1.054 | 131127.8 | 0.0423 | 0.928 | 105348.214 | 0.0279 | 0.341 | 56384.019 | 0.0878 | 0.9 | 42604.7 | 0.0562 | 0.9 | 83268.9 | 2.3 | Water Injection<br>Ammonia Injection<br>Selective Catalytic Reduction | Existing SCR | 0.0267 | 0.0267 | 0.3 |  |  | 0.3
CA | Grapeland Generating Station | 56472 | CT1 | San Bernardino | 2007-09-17 | 505.7 | 49.8 | 34.09 | -117.534 | ARP | Combustion turbine | Pipeline Natural Gas |  | Dry Low NOx Burners | Electric Utility | [16 empty] | 0.023 | 0.254 | 37035.096 | 0.0317 | 0.085 | 14131.577 | 0.0268 | 0.243 | 43675.067 | 0.0229 | 0.1 | 22131.6 | 0.0224 | 0.6 | 105298.3 | 1.2 | Dry Low NOx Burners | Low Ozone Season Rate | 0.0224 | 0.0224 | 0.1 |  |  | 0.1
CA | Grayson Power Plant | 377 | 4 | Los Angeles | 1959-09-15 | 650 | 50 | 34.1556 | -118.2782 | ARP | Dry bottom wall-fired boiler | Pipeline Natural Gas | Diesel Oil, Other Gas | Low NOx Burner Technology (Dry Bottom only) | Electric Utility | Electric Services | 0.0346 | 3.544 | 208033.85 | 0.0325 | 9.313 | 569402.575 | 0.0304 | 10.091 | 663970.125 | 0.0335 | 6.003 | 360495.175 | 0.0274 | 0.584 | 47119.35 | 0.0279 | 6.095 | 444184.025 | 0.0349 | 1.645 | 96784.981 | 0.0293 | 2.606 | 181200.915 | 0.0345 | 4.5 | 276619.2 | 0.026 | 7.3 | 565931.3 | 11.6 |  | Low Ozone Season Rate | 0.026 | 0.026 | 3.4 |  |  | 3.4
CA | Grayson Power Plant | 377 | 5 | Los Angeles | 1954-11-01 | 650 | 50 | 34.1556 | -118.2782 | ARP | Dry bottom wall-fired boiler | Pipeline Natural Gas | Diesel Oil, Other Gas, Residual Oil | Other | Electric Utility | Electric Services | 0.0296 | 9.809 | 647817.725 | 0.0248 | 4.878 | 394312.2 | 0.0287 | 2.549 | 187925.625 | 0.03 | 6.932 | 471527.325 | 0.026 | 8.644 | 669080.025 | 0.029 | 5.956 | 413467.85 | 0.024 | 8.925 | 743729.914 | 0.029 | 10.757 | 720064.824 | 0.0264 | 7.9 | 597343.6 | 0.0302 | 2.4 | 164436.8 | 25 |  | Low Ozone Season Rate | 0.024 | 0.024 | 7.1 |  |  | 7.1
CA | Grayson Power Plant | 377 | 9 | Los Angeles | 2004-01-14 | 470 | 57.4 | 34.1556 | -118.2782 | ARP | Combustion turbine | Pipeline Natural Gas |  | Selective Catalytic Reduction | Electric Utility |  |  |  |  | 0.026 | 1.933 | 234416.775 | 0.0268 | 1.185 | 151852.525 | 0.0294 | 1.17 | 113691.65 | 0.0335 | 0.359 | 36482.775 | 0.026 | 1.32 | 135590 | 0.0283 | 1.293 | 148919.957 | 0.0297 | 1.075 | 111246.074 | 0.0389 | 0.6 | 57571.9 | 0.0287 | 1 | 91412.4 | 3.3 | Selective Catalytic Reduction | Existing SCR | 0.026 | 0.026 | 0.4 |  |  | 0.4
CA | Hanford Energy Park Peaker | 55698 | HEP1 | Kings | 2001-09-01 | 540 | 46.1 | 36.2689 | -119.6469 | ARP | Combustion turbine | Pipeline Natural Gas |  | Water Injection<br>Selective Catalytic Reduction | Electric Utility |  | 0.032 | 0.673 | 73694.325 | 0.0326 | 0.295 | 39663.75 | 0.0159 | 0.9 | 150027.75 | 0.0309 | 0.81 | 97646.65 | 0.0206 | 0.484 | 75245.375 | 0.0365 | 0.952 | 98847.6 | 0.0244 | 1.421 | 181405.4 | 0.0187 | 0.512 | 67551.5 | 0.0176 | 0.3 | 38397.5 | 0.017 | 1.6 | 265512.4 | 1.9 | Water Injection<br>Selective Catalytic Reduction | Existing SCR | 0.0159 | 0.0159 | 0.2 |  |  | 0.2
CA | Hanford Energy Park Peaker | 55698 | HEP2 | Kings | 2001-09-01 | 540 | 46.1 | 36.2689 | -119.6469 | ARP | Combustion turbine | Pipeline Natural Gas |  | Water Injection<br>Selective Catalytic Reduction | Electric Utility |  | 0.0236 | 0.505 | 65284.45 | 0.0297 | 0.242 | 34603.4 | 0.0144 | 0.789 | 145932.6 | 0.0278 | 0.734 | 99857.175 | 0.0193 | 0.521 | 80888.425 | 0.0407 | 1.027 | 107786.175 | 0.0259 | 1.478 | 173616.7 | 0.0183 | 0.484 | 65822.025 | 0.0176 | 0.2 | 36871.3 | 0.0158 | 1.5 | 253937.1 | 1.9 | Water Injection<br>Selective Catalytic Reduction | Existing SCR | 0.0144 | 0.0144 | 0.2 |  |  | 0.2
CA | Harbor Generating Station | 399 | 10 | Los Angeles | 2001-10-28 | 500 | 60.5 | 33.7856 | -118.2644 | ARP | Combustion turbine | Pipeline Natural Gas | Diesel Oil | Selective Catalytic Reduction | Electric Utility |  | 0.0315 | 1.451 | 110796.175 | 0.0298 | 0.685 | 61090.625 | 0.0366 | 0.556 | 40022.6 | 0.0372 | 0.533 | 49164.5 | 0.0309 | 0.635 | 54989 | 0.0241 | 0.356 | 34852.3 | 0.0822 | 2.039 | 48849.655 | 0.0249 | 0.355 | 35263.428 | 0.0208 | 0.2 | 22181 | 0.026 | 0.2 | 22635.4 | 1.2 | Selective Catalytic Reduction | Existing SCR | 0.0208 | 0.0208 | 0.2 |  |  | 0.2
CA | Harbor Generating Station | 399 | 11 | Los Angeles | 2001-10-30 | 800 | 60.5 | 33.7856 | -118.2644 | ARP | Combustion turbine | Pipeline Natural Gas | Diesel Oil | Selective Catalytic Reduction | Electric Utility |  | 0.0273 | 1.21 | 106530.6 | 0.0265 | 0.604 | 63209.325 | 0.0303 | 0.341 | 33818.925 | 0.0262 | 0.454 | 47503.2 | 0.0247 | 0.452 | 46696.775 | 0.0275 | 0.521 | 55865.45 | 0.0252 | 0.626 | 63302.992 | 0.0893 | 2.671 | 52766.161 | 0.0262 | 0.3 | 25548.9 | 0.0275 | 0.3 | 29691.1 | 0.9 | Selective Catalytic Reduction | Existing SCR | 0.0247 | 0.0247 | 0.3 |  |  | 0.3
CA | Harbor Generating Station | 399 | 12 | Los Angeles | 2001-10-26 | 800 | 60.5 | 33.7856 | -118.2644 | ARP | Combustion turbine | Pipeline Natural Gas | Diesel Oil | Selective Catalytic Reduction | Electric Utility |  | 0.0289 | 1.51 | 128029.05 | 0.0283 | 0.678 | 62671.575 | 0.0374 | 0.267 | 23172.575 | 0.028 | 0.448 | 45217.6 | 0.027 | 0.478 | 47795.625 | 0.0427 | 0.572 | 54774.2 | 0.0658 | 2.178 | 70189.298 | 0.1146 | 3.929 | 50561.163 | 0.0254 | 0.2 | 22106 | 0.0222 | 0.2 | 26211.1 | 0.8 | Selective Catalytic Reduction | Existing SCR | 0.0222 | 0.0222 | 0.2 |  |  | 0.2
CA | Harbor Generating Station | 399 | 13 | Los Angeles | 2001-11-01 | 500 | 60.5 | 33.7856 | -118.2644 | ARP | Combustion turbine | Pipeline Natural Gas | Diesel Oil | Selective Catalytic Reduction | Electric Utility |  | 0.0283 | 1.364 | 115796.075 | 0.0261 | 0.567 | 56930.85 | 0.0331 | 0.315 | 28077.425 | 0.0287 | 0.548 | 53228.05 | 0.0289 | 0.437 | 41036.275 | 0.033 | 0.547 | 53676.7 | 0.0239 | 0.521 | 51174.267 | 0.0739 | 2.399 | 55088.06 | 0.0468 | 0.2 | 13454.3 | 0.0239 | 0.3 | 25130.6 | 0.7 | Selective Catalytic Reduction | Existing SCR | 0.0239 | 0.0239 | 0.1 |  |  | 0.1
CA | Harbor Generating Station | 399 | 14 | Los Angeles | 2001-11-01 | 556.3 | 60.5 | 33.7856 | -118.2644 | ARP | Combustion turbine | Pipeline Natural Gas | Diesel Oil | Selective Catalytic Reduction | Electric Utility |  | 0.0271 | 1.328 | 114869.8 | 0.0237 | 0.488 | 50412.55 | 0.0282 | 0.288 | 30048.7 | 0.0271 | 0.57 | 55359.525 | 0.0273 | 0.493 | 46430.4 | 0.0241 | 0.551 | 56079.725 | 0.0278 | 0.595 | 53697.812 | 0.0804 | 3.726 | 80648.897 | 0.0334 | 0.2 | 19374.9 | 0.0262 | 0.2 | 23495.8 | 0.9 | Selective Catalytic Reduction | Existing SCR | 0.0237 | 0.0237 | 0.2 |  |  | 0.2
CA | Harbor Generating Station | 399 | **10A | Los Angeles | 1994-10-01 | 1088 | 85.3 | 33.7856 | -118.2644 | ARP | Combined cycle | Pipeline Natural Gas | Diesel Oil | Selective Catalytic Reduction | Electric Utility |  | 0.0283 | 14.181 | 1161154 | 0.0259 | 7.667 | 634959.525 | 0.0245 | 6.788 | 633349.7 | 0.0247 | 7.727 | 727485.7 | 0.04 | 4.866 | 429028.3 | 0.0293 | 7.206 | 532215.2 | 0.0314 | 5.716 | 382497.309 | 0.0189 | 3.439 | 357253.603 | 0.0233 | 1.4 | 136749.1 | 0.0204 | 3.4 | 368843.1 | 3.4 | Selective Catalytic Reduction | Existing SCR | 0.0189 | 0.0189 | 1.1 |  |  | 1.1
CA | Harbor Generating Station | 399 | **10B | Los Angeles | 1994-10-01 | 1088 | 85.3 | 33.7856 | -118.2644 | ARP | Combined cycle | Pipeline Natural Gas | Diesel Oil | Selective Catalytic Reduction | Electric Utility |  | 0.0274 | 13.088 | 1102031.25 | 0.028 | 7.328 | 573695.85 | 0.0249 | 6.737 | 619810.65 | 0.0218 | 7.752 | 749935.825 | 0.0722 | 5.531 | 456083.35 | 0.0257 | 5.898 | 560002.625 | 0.0243 | 4.574 | 416754.951 | 0.0322 | 5.144 | 337003.659 | 0.0204 | 1.2 | 125782.9 | 0.0176 | 2.5 | 284130.6 | 3.1 | Selective Catalytic Reduction | Existing SCR | 0.0176 | 0.0176 | 1 |  |  | 1
CA | Haynes Generating Station | 400 | 1 | Los Angeles | 1962-07-01 | 2180 | 230 | 33.7639 | -118.0942 | ARP | Dry bottom wall-fired boiler | Pipeline Natural Gas |  | Selective Catalytic Reduction | Electric Utility | Electric Services | 0.0055 | 8.844 | 3431663.575 | 0.013 | 18.65 | 2622332.8 | 0.0046 | 6.208 | 3062994.725 | 0.0049 | 1.959 | 950809.5 | 0.0035 | 4.779 | 2756892.55 | 0.0035 | 2.587 | 1629260.2 | 0.0032 | 3.432 | 2298130.578 | 0.0074 | 1.483 | 612350.605 | 0.0027 | 1.5 | 1079783.5 | 0.0026 | 1.9 | 1563006.8 | 13.5 | SCR | Existing SCR | 0.0026 | 0.0026 | 1.4 |  |  | 1.4
CA | Haynes Generating Station | 400 | 2 | Los Angeles | 1963-02-01 | 2160 | 230 | 33.7639 | -118.0942 | ARP | Dry bottom wall-fired boiler | Pipeline Natural Gas |  | Selective Catalytic Reduction | Electric Utility | Electric Services | 0.0059 | 4.93 | 1856698.675 | 0.0077 | 4.647 | 1633875.025 | 0.008 | 2.756 | 1076177.95 | 0.0038 | 4.676 | 2572115.3 | 0.0085 | 2.823 | 1366124.3 | 0.0038 | 3.888 | 2224300.85 | 0.006 | 3.027 | 1574021.929 | 0.003 | 3.788 | 2460057.639 | 0.0037 | 2.4 | 1443470.5 | 0.003 | 3 | 2050283.6 | 18.2 | SCR | Existing SCR | 0.003 | 0.003 | 1.9 |  |  | 1.9
CA | Haynes Generating Station | 400 | 3 | Los Angeles | 1964-05-01 | 2135 | 230 | 33.7639 | -118.0942 | ARP | Dry bottom wall-fired boiler | Pipeline Natural Gas |  | Overfire Air | Electric Utility | Electric Services | 0.0424 | 9.242 | 434032.075 | 0.037 | 12.459 | 592894.65 | [20 empty] | 0 |  |  |  | 0 |  | Low Ozone Season Rate | 0.037 | 0.037 | 0 |  |  | 0
CA | Haynes Generating Station | 400 | 4 | Los Angeles | 1964-12-01 | 2165 | 343 | 33.7639 | -118.0942 | ARP | Dry bottom wall-fired boiler | Pipeline Natural Gas |  |  | Electric Utility | Electric Services | 0.0492 | 10.835 | 383330.075 | [23 empty] | 0 |  |  |  | 0 |  | Low Ozone Season Rate | 0.0492 | 0.0492 | 0 |  |  | 0
CA | Haynes Generating Station | 400 | 5 | Los Angeles | 1966-06-01 | 3021 | 343 | 33.7639 | -118.0942 | ARP | Dry bottom wall-fired boiler | Pipeline Natural Gas |  | Selective Catalytic Reduction | Electric Utility | Electric Services | 0.0082 | 15.104 | 5034997.125 | 0.0075 | 7.586 | 2729219.5 | 0.011 | 5.215 | 2032963.3 | 0.0056 | 4.798 | 2178241.725 | 0.0135 | 3.363 | 1219829.625 | 0.0088 | 6.442 | 2964872.675 | 0.0057 | 6.465 | 3375822.218 | 0.0046 | 2.046 | 1080150.839 | 0.0041 | 4.7 | 2563583.8 | 0.0041 | 4.5 | 2533326.8 | 23.1 | SCR | Existing SCR | 0.0041 | 0.0041 | 4.7 |  |  | 4.7
CA | Haynes Generating Station | 400 | 6 | Los Angeles | 1967-01-01 | 3090 | 343 | 33.7639 | -118.0942 | ARP | Dry bottom wall-fired boiler | Pipeline Natural Gas |  | Selective Catalytic Reduction | Electric Utility | Electric Services | 0.0139 | 8.54 | 2872479.825 | 0.0084 | 5.914 | 2161341.975 | 0.0074 | 2.018 | 806437.575 | 0.0046 | 1.792 | 1037190.1 | 0.0045 | 5.902 | 2919317.75 | 0.0087 | 1.849 | 853773.65 | 0.0052 | 1.512 | 880288.213 | 0.0039 | 3.879 | 2206861.746 | 0.0063 | 0.9 | 393815.3 | 0.0034 | 6.3 | 3925761.1 | 3.5 | SCR | Existing SCR | 0.0034 | 0.0034 | 0.5 |  |  | 0.5
CA | Haynes Generating Station | 400 | 9 | Los Angeles | 2004-12-28 | 2043.6 | 182.8 | 33.7639 | -118.0942 | ARP | Combined cycle | Pipeline Natural Gas |  | Dry Low NOx Burners<br>Selective Catalytic Reduction | Electric Utility | [7 empty] | 0.0077 | 12.976 | 3933555.7 | 0.0083 | 15.621 | 4766694.85 | 0.0063 | 18.201 | 5962910.25 | 0.006 | 17.259 | 5831668.325 | 0.0074 | 20.031 | 5722310.013 | 0.0074 | 12.761 | 3965590.019 | 0.0197 | 18.4 | 3006693.6 | 0.0131 | 14.6 | 3190583.6 | 40.1 | Dry Low NOx Burners<br>Selective Catalytic Reduction | Existing SCR | 0.006 | 0.006 | 5.6 |  |  | 5.6
CA | Haynes Generating Station | 400 | 10 | Los Angeles | 2004-12-01 | 2043.6 | 182.8 | 33.7639 | -118.0942 | ARP | Combined cycle | Pipeline Natural Gas |  | Dry Low NOx Burners<br>Selective Catalytic Reduction | Electric Utility | [7 empty] | 0.0068 | 12.355 | 3957286.45 | 0.0084 | 17.028 | 5014281.625 | 0.0064 | 17.811 | 5859675.15 | 0.0059 | 17.45 | 5999894.95 | 0.0063 | 16.889 | 5554775.98 | 0.0063 | 16.04 | 5266583.093 | 0.0118 | 12.5 | 2995750.7 | 0.0085 | 11.2 | 3257019 | 39.9 | Dry Low NOx Burners<br>Selective Catalytic Reduction | Existing SCR | 0.0059 | 0.0059 | 6.3 |  |  | 6.3
CA | Henrietta Peaker Plant | 55807 | HPP1 | Kings | 2002-07-01 | 540 | 49 | 36.2397 | -119.9044 | ARP | Combustion turbine | Pipeline Natural Gas |  | Water Injection<br>Selective Catalytic Reduction | Electric Utility |  | 0.0421 | 0.858 | 83725.3 | 0.0225 | 0.25 | 38689.375 | 0.02 | 0.302 | 47321.25 | 0.0469 | 0.863 | 76939.375 | 0.0253 | 0.5 | 66190.175 | 0.0396 | 1.007 | 96046.35 | 0.0229 | 1.227 | 160202.975 | 0.0185 | 0.451 | 61393.8 | 0.0319 | 0.7 | 67251.6 | 0.0193 | 0.5 | 71336.8 | 3.4 | Water Injection<br>Selective Catalytic Reduction | Existing SCR | 0.0185 | 0.0185 | 0.4 |  |  | 0.4
CA | Henrietta Peaker Plant | 55807 | HPP2 | Kings | 2002-07-01 | 540 | 49 | 36.2397 | -119.9044 | ARP | Combustion turbine | Pipeline Natural Gas |  | Water Injection<br>Selective Catalytic Reduction | Electric Utility |  | 0.0238 | 0.612 | 85344.75 | 0.0268 | 0.252 | 36966.825 | 0.0211 | 0.333 | 50940.525 | 0.0279 | 0.517 | 76259.95 | 0.0383 | 0.656 | 62453.6 | 0.0344 | 0.89 | 94094.2 | 0.024 | 1.195 | 155935.975 | 0.0181 | 0.363 | 56230.2 | 0.0341 | 0.7 | 62837.9 | 0.0235 | 0.7 | 86079.4 | 3.2 | Water Injection<br>Selective Catalytic Reduction | Existing SCR | 0.0181 | 0.0181 | 0.3 |  |  | 0.3
CA | High Desert Power Project | 55518 | CTG1 | San Bernardino | 2003-02-27 | 1975 | 173 | 34.5953 | -117.3647 | ARP | Combined cycle | Pipeline Natural Gas |  | Selective Catalytic Reduction | Electric Utility |  | 0.0079 | 14.161 | 3805362.597 | 0.0113 | 16.496 | 3329901.761 | 0.0113 | 16.472 | 3284348.278 | 0.0109 | 21.739 | 4404975.588 | 0.0112 | 22.825 | 4470009.371 | 0.0113 | 22.989 | 4360954.366 | 0.0094 | 16.125 | 3561477.865 | 0.0113 | 10.129 | 1974581.749 | 0.0108 | 9.9 | 2084633.4 | 0.0088 | 22.1 | 5045184.7 | 28.7 | Selective Catalytic Reduction | Existing SCR | 0.0079 | 0.0079 | 7.3 |  |  | 7.3
CA | High Desert Power Project | 55518 | CTG2 | San Bernardino | 2003-02-27 | 1984 | 173 | 34.5953 | -117.3647 | ARP | Combined cycle | Pipeline Natural Gas |  | Selective Catalytic Reduction | Electric Utility |  | 0.0083 | 14.769 | 3733998.556 | 0.0114 | 17.062 | 3360530.617 | 0.0115 | 16.772 | 3363221.216 | 0.0114 | 22.923 | 4498645.014 | 0.0113 | 23.617 | 4490930.555 | 0.0104 | 20.357 | 4266083.917 | 0.0093 | 15.937 | 3511083.687 | 0.0113 | 10.238 | 1981394.173 | 0.0114 | 12.2 | 2346006.9 | 0.0089 | 19.9 | 4614113.5 | 32.2 | Selective Catalytic Reduction | Existing SCR | 0.0083 | 0.0083 | 8.9 |  |  | 8.9
CA | High Desert Power Project | 55518 | CTG3 | San Bernardino | 2003-02-27 | 1955 | 173 | 34.5953 | -117.3647 | ARP | Combined cycle | Pipeline Natural Gas |  | Selective Catalytic Reduction | Electric Utility |  | 0.0081 | 14.162 | 3787167.32 | 0.0105 | 15.284 | 3420274.71 | 0.0108 | 15.51 | 3534231.553 | 0.0096 | 18.305 | 4166724.862 | 0.01 | 21.983 | 4648237.972 | 0.0117 | 20.238 | 4145669.568 | 0.0092 | 15.994 | 3587915.159 | 0.0103 | 9.098 | 1942317.51 | 0.0104 | 10.3 | 2205755.2 | 0.0097 | 24.7 | 5091883.1 | 30.7 | Selective Catalytic Reduction | Existing SCR | 0.0081 | 0.0081 | 8.1 |  |  | 8.1
CA | Humboldt Bay | 246 | 1 | Humboldt | 1956-08-10 | 680 | 51.2 | 40.7415 | -124.2103 | ARP | Cell burner boiler (Ended Apr 29, 2003), Dry bottom wall-fired boiler (Started Apr 29, 2003) | Pipeline Natural Gas | Residual Oil |  | Electric Utility | Electric Services | 0.1886 | 81.223 | 678004.425 | 0.2706 | 146.532 | 945021.65 | 0.3005 | 221.873 | 1262992.475 | 0.2765 | 179.512 | 1159275.433 | 0.3114 | 235.135 | 1372902.3 | 0.3311 | 254.742 | 1435583.357 | 0.3046 | 247.346 | 1572656.035 | 0.2173 | 135.832 | 1175152.072 |  |  | 0 |  |  |  | 0 |  | New SNCR | 0.1886 | 0.11316 | 0 |  |  | 0
CA | Humboldt Bay | 246 | 2 | Humboldt | 1958-09-04 | 680 | 51.2 | 40.7415 | -124.2103 | ARP | Cell burner boiler (Ended Apr 29, 2003), Dry bottom wall-fired boiler (Started Apr 29, 2003) | Pipeline Natural Gas | Residual Oil |  | Electric Utility | Electric Services | 0.1725 | 33.592 | 336381.4 | 0.2712 | 152.97 | 990016.825 | 0.2383 | 122.468 | 914045.47 | 0.292 | 156.051 | 977494.409 | 0.2663 | 147.912 | 1003538.8 | 0.2655 | 151.633 | 1102108.197 | 0.3165 | 192.276 | 1132909.62 | 0.324 | 207.125 | 1230194.798 |  |  | 0 |  |  |  | 0 |  | New SNCR | 0.1725 | 0.1035 | 0 |  |  | 0
CA | Hunters Point | 247 | 7 | San Francisco | 1958-10-01 | 1720 |  | 37.7372 | -122.378 | ARP | Cell burner boiler (Ended Apr 29, 2003), Dry bottom wall-fired boiler (Started Apr 29, 2003) | Pipeline Natural Gas |  |  | Electric Utility | Electric Services | 0.0365 | 8.137 | 412669.5 | 0.0305 | 24.978 | 1591485.4 | 0.0318 | 52.813 | 3084525.125 | 0.0351 | 0.648 | 32767.625 | [14 empty] | 0 |  |  |  | 0 |  | Low Ozone Season Rate | 0.0305 | 0.0305 | 0 |  |  | 0
CA | Indigo Generation Facility | 55541 | 1 | Riverside | 2001-07-24 | 504 | 49.9 | 33.9114 | -116.5533 | ARP | Combustion turbine | Pipeline Natural Gas |  | Water Injection<br>Selective Catalytic Reduction | Electric Utility |  | 0.0819 | 3.003 | 103619.461 | 0.0472 | 1.255 | 101361.562 | 0.0484 | 1.49 | 105406.79 | 0.0839 | 2.708 | 131909.098 | 0.0333 | 1.7 | 166528.794 | 0.0571 | 2.429 | 238377.348 | 0.0435 | 1.516 | 140883.682 | 0.0372 | 1.383 | 132140.964 | 0.057 | 0.9 | 58104.1 | 0.0488 | 1.7 | 142297.1 | 3.1 | Water Injection<br>Selective Catalytic Reduction | Existing SCR | 0.0333 | 0.0333 | 0.5 |  |  | 0.5
CA | Indigo Generation Facility | 55541 | 2 | Riverside | 2001-07-24 | 504 | 49.9 | 33.9114 | -116.5533 | ARP | Combustion turbine | Pipeline Natural Gas |  | Selective Catalytic Reduction | Electric Utility |  | 0.0457 | 1.457 | 113192.189 | 0.0448 | 1.271 | 105285.977 | 0.0492 | 1.438 | 100466.187 | 0.094 | 3.676 | 125251.702 | 0.0334 | 1.797 | 177649.628 | 0.0527 | 2.35 | 239348.467 | 0.057 | 1.197 | 102235.172 | 0.0364 | 1.442 | 128583.622 | 0.0499 | 0.9 | 60863.8 | 0.0454 | 1.4 | 116214.6 | 3.3 | Selective Catalytic Reduction | Existing SCR | 0.0334 | 0.0334 | 0.6 |  |  | 0.6
CA | Indigo Generation Facility | 55541 | 3 | Riverside | 2001-09-18 | 504 | 49.9 | 33.9114 | -116.5533 | ARP | Combustion turbine | Pipeline Natural Gas |  | Selective Catalytic Reduction | Electric Utility |  | 0.0562 | 1.679 | 113694.705 | 0.0557 | 1.683 | 104322.592 | 0.0407 | 1.405 | 108240.975 | 0.1286 | 6.506 | 145493.987 | 0.0344 | 1.956 | 175438.125 | 0.058 | 2.406 | 232316.868 | 0.0556 | 1.657 | 134314.756 | 0.0422 | 1.224 | 118310.695 | 0.0485 | 0.6 | 43373.8 | 0.0444 | 1.5 | 128291.3 | 2.3 | Selective Catalytic Reduction | Existing SCR | 0.0344 | 0.0344 | 0.4 |  |  | 0.4
CA | Inland Empire Energy Center | 55853 | 1 | Riverside | 2008-05-30 | 2688 | 409.5 | 33.7393 | -117.1701 | ARP | Combined cycle | Pipeline Natural Gas |  | Dry Low NOx Burners<br>Selective Catalytic Reduction | Electric Utility | [19 empty] | 0.0081 | 20.587 | 5993291.487 | 0.0063 | 13.405 | 5065209.465 | 0.0022 | 3.7 | 4181791.6 | 0.0045 | 11.7 | 5959304.2 | 42.4 | Dry Low NOx Burners<br>Selective Catalytic Reduction | Existing SCR | 0.0022 | 0.0022 | 3.7 |  |  | 3.7
CA | Inland Empire Energy Center | 55853 | 2 | Riverside | 2008-07-27 | 2688 | 409.5 | 33.7393 | -117.1701 | ARP | Combined cycle | Pipeline Natural Gas |  | Dry Low NOx Burners<br>Selective Catalytic Reduction | Electric Utility | [22 empty] | 0.1742 | 527.485 | 5509996.456 | 0.0067 | 7.6 | 2714207.2 | 0.0038 | 6.9 | 4188714.3 | 27.5 | Dry Low NOx Burners<br>Selective Catalytic Reduction | Existing SCR | 0.0038 | 0.0038 | 4.3 |  |  | 4.3
CA | Kings River Conservation District Malaga | 56239 | GT-1 | Fresno | 2005-06-01 | 490 | 60.5 | 36.6894 | -119.7399 | ARP | Combustion turbine | Pipeline Natural Gas |  | Selective Catalytic Reduction | Electric Utility | [7 empty] | 0.023 | 0.951 | 164178.542 | 0.0227 | 1.511 | 316774.75 | 0.0179 | 1.73 | 388917.079 | 0.0189 | 1.786 | 411115.916 | 0.0157 | 2.316 | 529901.06 | 0.0252 | 0.669 | 138351.165 | 0.0212 | 0.8 | 138199.6 | 0.0209 | 1.9 | 312534.5 | 7.7 | Selective Catalytic Reduction | Existing SCR | 0.0157 | 0.0157 | 0.6 |  |  | 0.6
CA | Kings River Conservation District Malaga | 56239 | GT-2 | Fresno | 2005-06-01 | 480 | 60.5 | 36.6894 | -119.7399 | ARP | Combustion turbine | Pipeline Natural Gas |  | Selective Catalytic Reduction | Electric Utility | [7 empty] | 0.0263 | 0.65 | 118786.491 | 0.0231 | 1.532 | 308813.494 | 0.0175 | 1.479 | 336492.127 | 0.0183 | 1.689 | 394334.454 | 0.0142 | 2.248 | 535236.6 | 0.0238 | 0.593 | 128436.679 | 0.0181 | 0.8 | 156014.1 | 0.0181 | 1.6 | 291086.3 | 8.9 | Selective Catalytic Reduction | Existing SCR | 0.0142 | 0.0142 | 0.6 |  |  | 0.6
CA | La Paloma Generating Plant | 55151 | CTG-1 | Kern | 2002-03-24 | 2000 | 300 | 35.2956 | -119.5919 | ARP | Combined cycle | Pipeline Natural Gas |  | Dry Low NOx Burners<br>Selective Catalytic Reduction | Electric Utility |  | 0.0553 | 24.646 | 3069914.75 | 0.0124 | 12.544 | 3537202.7 | 0.0092 | 13.914 | 4453300.45 | 0.0102 | 14.642 | 4915852.9 | 0.0119 | 6.874 | 2687313.525 | 0.0067 | 14.629 | 5411286.954 | 0.0064 | 12.574 | 4581283.895 | 0.006 | 8.23 | 3070974.044 | 0.0184 | 4 | 940467.7 | 0.0062 | 14.4 | 4762925 | 12.8 | Dry Low NOx Burners<br>Selective Catalytic Reduction | Existing SCR | 0.006 | 0.006 | 1.3 |  |  | 1.3
CA | La Paloma Generating Plant | 55151 | CTG-2 | Kern | 2002-06-07 | 2000 | 300 | 35.2956 | -119.5919 | ARP | Combined cycle | Pipeline Natural Gas |  | Dry Low NOx Burners<br>Selective Catalytic Reduction | Electric Utility |  | 0.0605 | 11.191 | 1593873.775 | 0.0125 | 13.753 | 3629374.85 | 0.0097 | 13.159 | 4057456.55 | 0.0085 | 16.151 | 4898543.575 | 0.0083 | 18.852 | 5405102.925 | 0.0077 | 16.874 | 5257229.547 | 0.0063 | 12.312 | 4210904.463 | 0.0068 | 8.957 | 2986958.501 | 0.0172 | 3.3 | 811516.4 | 0.0069 | 9.6 | 3256237.6 | 11.1 | Dry Low NOx Burners<br>Selective Catalytic Reduction | Existing SCR | 0.0063 | 0.0063 | 1.2 |  |  | 1.2
CA | La Paloma Generating Plant | 55151 | CTG-3 | Kern | 2002-07-25 | 2000 | 300 | 35.2956 | -119.5919 | ARP | Combined cycle | Pipeline Natural Gas |  | Dry Low NOx Burners<br>Selective Catalytic Reduction | Electric Utility |  | 0.0558 | 16.954 | 2534678.075 | 0.0092 | 16.696 | 5053264.825 | 0.0087 | 8.694 | 3146749.425 | 0.0061 | 9.335 | 4640308.8 | 0.0058 | 13.466 | 4873997.575 | 0.0069 | 13.257 | 4386934.157 | 0.0088 | 14.545 | 4249523.722 | 0.0063 | 9.11 | 3088453.427 | 0.0148 | 2.2 | 567635.9 | 0.006 | 11.5 | 3925688.6 | 7.7 | Dry Low NOx Burners<br>Selective Catalytic Reduction | Existing SCR | 0.0058 | 0.0058 | 0.9 |  |  | 0.9
CA | La Paloma Generating Plant | 55151 | CTG-4 | Kern | 2002-09-16 | 2000 | 300 | 35.2956 | -119.5919 | ARP | Combined cycle | Pipeline Natural Gas |  | Dry Low NOx Burners<br>Selective Catalytic Reduction | Electric Utility |  | 0.0799 | 21.068 | 2189196.4 | 0.0116 | 15.743 | 4490556.7 | 0.0082 | 14.715 | 4825976.55 | 0.006 | 9.197 | 4592795.85 | 0.0062 | 16.692 | 5747876.225 | 0.0072 | 14.524 | 4890063.035 | 0.0071 | 13.946 | 4747379.406 | 0.0059 | 6.371 | 2713508.272 | 0.0169 | 2.4 | 596276.3 | 0.006 | 12.5 | 4329858.1 | 8.1 | Dry Low NOx Burners<br>Selective Catalytic Reduction | Existing SCR | 0.0059 | 0.0059 | 0.9 |  |  | 0.9
CA | Lake | 7987 | 1 | Los Angeles | 2002-06-22 | 460.5 | 60.5 | 34.1775 | -118.3147 | ARP | Combustion turbine | Pipeline Natural Gas |  | Water Injection<br>Selective Catalytic Reduction | Electric Utility |  | 0.0212 | 3.689 | 414456.4 | 0.022 | 3.259 | 352700.9 | 0.0327 | 4.365 | 433899.075 | 0.0298 | 2.832 | 286233.675 | 0.0273 | 0.536 | 43595.3 | 0.0236 | 1.019 | 111979.775 | 0.0241 | 0.415 | 41458.358 | 0.0227 | 0.685 | 64399.372 | 0.0244 | 0.7 | 60531.4 | 0.0403 | 1.6 | 100259.3 | 3.6 | Water Injection<br>Selective Catalytic Reduction | Existing SCR | 0.0212 | 0.0212 | 0.6 |  |  | 0.6
CA | Lambie Energy Center | 55626 | UNIT1 | Solano | 2002-12-07 | 500 | 47 | 38.2216 | -121.8683 | ARP | Combustion turbine | Pipeline Natural Gas |  | Ammonia Injection<br>Selective Catalytic Reduction | Electric Utility |  | 0.0353 | 0.667 | 96915.3 | 0.0374 | 0.76 | 99247.575 | 0.0481 | 0.899 | 107182.925 | 0.0401 | 0.836 | 113873.2 | 0.0387 | 0.8 | 111093.05 | 0.0379 | 1.049 | 134936.95 | 0.0385 | 0.878 | 114848.463 | 0.0352 | 0.448 | 54261.801 | 0.0608 | 0.5 | 33273 | 0.0522 | 0.7 | 80094.4 | 1.8 | Ammonia Injection<br>Selective Catalytic Reduction | Existing SCR | 0.0352 | 0.0352 | 0.3 |  |  | 0.3
CA | Larkspur Energy Faciity | 55542 | 1 | San Diego | 2001-07-08 | 504 | 49.9 | 32.5672 | -116.9444 | ARP | Combustion turbine | Pipeline Natural Gas | Diesel Oil | Selective Catalytic Reduction | Electric Utility |  | 0.0472 | 1.122 | 79961.043 | 0.0571 | 0.634 | 52704.464 | 0.0546 | 0.965 | 64721.425 | 0.0717 | 0.763 | 66663.867 | 0.0316 | 0.921 | 101221.354 | 0.0567 | 1.839 | 191949.437 | 0.0519 | 1.36 | 166771.356 | 0.0414 | 0.983 | 107998.614 | 0.0473 | 0.9 | 86437.7 | 0.0401 | 1.9 | 235057.1 | 4.7 | Selective Catalytic Reduction | Existing SCR | 0.0316 | 0.0316 | 0.6 |  |  | 0.6
CA | Larkspur Energy Faciity | 55542 | 2 | San Diego | 2001-07-08 | 504 | 49.9 | 32.5672 | -116.9444 | ARP | Combustion turbine | Pipeline Natural Gas | Diesel Oil | Selective Catalytic Reduction | Electric Utility |  | 0.046 | 1.117 | 82441.115 | 0.065 | 0.713 | 52835.513 | 0.0652 | 0.93 | 61998.866 | 0.0696 | 0.752 | 65091.89 | 0.0582 | 0.777 | 90167.298 | 0.0658 | 1.763 | 171936.726 | 0.0388 | 1.859 | 239127.387 | 0.0351 | 1.01 | 114725.863 | 0.046 | 0.8 | 81080.7 | 0.041 | 1.7 | 207153.4 | 4.4 | Selective Catalytic Reduction | Existing SCR | 0.0351 | 0.0351 | 0.6 |  |  | 0.6
CA | Long Beach Generating Station | 341 | 1 | Los Angeles | 2007-08-01 | 1125 | 63 | 33.7641 | -118.2248 | ARP | Combustion turbine | Pipeline Natural Gas |  | Water Injection<br>Selective Catalytic Reduction | Electric Utility | [16 empty] | 0.1384 | 0.91 | 30194.646 | 0.1072 | 2.446 | 75929.951 | 0.0733 | 0.745 | 71344.621 | 0.0661 | 0.8 | 48145.8 | 0.0682 | 3.3 | 298151.1 | 1.2 | Water Injection<br>Selective Catalytic Reduction | Existing SCR | 0.0661 | 0.0661 | 0.8 |  |  | 0.8
CA | Long Beach Generating Station | 341 | 2 | Los Angeles | 2007-08-01 | 1100 | 63 | 33.7641 | -118.2248 | ARP | Combustion turbine | Pipeline Natural Gas |  | Water Injection<br>Selective Catalytic Reduction | Electric Utility | [16 empty] | 0.0681 | 1.235 | 81385.85 | 0.0644 | 1.092 | 84529.692 | 0.0746 | 0.834 | 69019.721 | 0.0776 | 0.8 | 57316.1 | 0.0542 | 3 | 312133 | 1.4 | Water Injection<br>Selective Catalytic Reduction | Existing SCR | 0.0542 | 0.0542 | 0.5 |  |  | 0.5
CA | Long Beach Generating Station | 341 | 3 | Los Angeles | 2007-08-01 | 1136 | 63 | 33.7641 | -118.2248 | ARP | Combustion turbine | Pipeline Natural Gas |  | Water Injection<br>Selective Catalytic Reduction | Electric Utility | [16 empty] | 0.0828 | 0.406 | 29485.302 | 0.0742 | 0.924 | 69529.91 | 0.0596 | 0.706 | 68703.761 | 0.0642 | 0.8 | 46803 | 0.0598 | 3.5 | 340315.5 | 1.1 | Water Injection<br>Selective Catalytic Reduction | Existing SCR | 0.0596 | 0.0596 | 0.7 |  |  | 0.7
CA | Long Beach Generating Station | 341 | 4 | Los Angeles | 2007-08-01 | 1100 | 63 | 33.7641 | -118.2248 | ARP | Combustion turbine | Pipeline Natural Gas |  | Water Injection<br>Selective Catalytic Reduction | Electric Utility | [16 empty] | 0.0846 | 0.617 | 34150.878 | 0.0771 | 1.031 | 65610.966 | 0.0508 | 0.655 | 61426.572 | 0.0792 | 0.6 | 37580.9 | 0.0637 | 3.2 | 315432.3 | 0.9 | Water Injection<br>Selective Catalytic Reduction | Existing SCR | 0.0508 | 0.0508 | 0.4 |  |  | 0.4
CA | Los Esteros Critical Energy Facility | 55748 | CTG1 | Santa Clara | 2003-01-18 | 473 | 45 | 37.425 | -121.9319 | ARP | Combustion turbine | Pipeline Natural Gas |  | Water Injection<br>Selective Catalytic Reduction | Electric Utility |  | 0.0279 | 2.062 | 267647.375 | 0.0295 | 2.94 | 332214.125 | 0.034 | 3.752 | 368867.225 | 0.0449 | 1.608 | 137770.925 | 0.0388 | 1.627 | 153832.025 | 0.0442 | 1.773 | 151032.125 | 0.0714 | 1.651 | 143837.166 | 0.054 | 0.878 | 78465.299 | 0.0503 | 1.2 | 104025.6 |  |  |  | 6 | Water Injection<br>Selective Catalytic Reduction | Existing SCR | 0.0279 | 0.0279 | 0.7 |  |  | 0.7
CA | Los Esteros Critical Energy Facility | 55748 | CTG2 | Santa Clara | 2002-12-29 | 473 | 45 | 37.425 | -121.9319 | ARP | Combustion turbine | Pipeline Natural Gas |  | Water Injection<br>Selective Catalytic Reduction | Electric Utility |  | 0.0367 | 2.321 | 238868.025 | 0.0305 | 3.064 | 345632.6 | 0.0268 | 3.211 | 370708.85 | 0.0531 | 1.678 | 139388.9 | 0.0404 | 1.772 | 165957.575 | 0.0478 | 1.846 | 158553.35 | 0.0666 | 1.532 | 143094.955 | 0.0464 | 0.826 | 75661.551 | 0.0474 | 1.1 | 102014.6 |  |  |  | 5.9 | Water Injection<br>Selective Catalytic Reduction | Existing SCR | 0.0268 | 0.0268 | 0.6 |  |  | 0.6
CA | Los Esteros Critical Energy Facility | 55748 | CTG3 | Santa Clara | 2002-12-21 | 473 | 45 | 37.425 | -121.9319 | ARP | Combustion turbine | Pipeline Natural Gas |  | Water Injection<br>Selective Catalytic Reduction | Electric Utility |  | 0.0461 | 2.374 | 229950.375 | 0.0356 | 3.227 | 336482.5 | 0.0303 | 3.249 | 357805.075 | 0.0563 | 1.677 | 117884.45 | 0.0623 | 1.306 | 100480.85 | 0.0569 | 2.24 | 159233.65 | 0.0689 | 1.528 | 146752.727 | 0.0518 | 0.758 | 69482.329 | 0.0517 | 1.2 | 114814.3 |  |  |  | 6.6 | Water Injection<br>Selective Catalytic Reduction | Existing SCR | 0.0303 | 0.0303 | 0.7 |  |  | 0.7
CA | Los Esteros Critical Energy Facility | 55748 | CTG4 | Santa Clara | 2003-01-11 | 473 | 45 | 37.425 | -121.9319 | ARP | Combustion turbine | Pipeline Natural Gas |  | Water Injection<br>Selective Catalytic Reduction | Electric Utility |  | 0.0329 | 2.099 | 252710.15 | 0.0292 | 2.88 | 328698.8 | 0.0304 | 3.266 | 343160.875 | 0.0314 | 1.406 | 143662.125 | 0.0783 | 1.282 | 58542.625 | 0.0519 | 1.788 | 148476 | 0.096 | 4.409 | 147154.414 | 0.0639 | 1.132 | 95494.119 | 0.0514 | 1.2 | 106084.9 |  |  |  | 6.1 | Water Injection<br>Selective Catalytic Reduction | Existing SCR | 0.0292 | 0.0292 | 0.7 |  |  | 0.7
CA | Magnolia | 56046 | 1 | Los Angeles | 2005-09-09 | 2370 | 198.9 | 34.1788 | -118.3153 | ARP | Combined cycle | Pipeline Natural Gas |  | Dry Low NOx Burners<br>Selective Catalytic Reduction | Electric Utility | [7 empty] | 1.716 | 446.668 | 520591.962 | 0.0087 | 12.79 | 3910924.174 | 0.0063 | 4.502 | 1553444.309 | 0.006 | 14.645 | 5330564.446 | 0.0054 | 14.159 | 5371571.802 | 0.0051 | 13.614 | 5394406.666 | 0.0052 | 8.2 | 3297012.5 | 0.0061 | 13.7 | 4638057.9 | 37.9 | Dry Low NOx Burners<br>Selective Catalytic Reduction | Existing SCR | 0.0051 | 0.0051 | 8 |  |  | 8
CA | Malburg Generating Station | 56041 | M1 | Los Angeles | 2005-07-23 | 594 | 50 | 33.9983 | -118.2219 | ARP | Combined cycle | Pipeline Natural Gas |  | Dry Low NOx Burners<br>Selective Catalytic Reduction | Electric Utility | [7 empty] | 0.0493 | 1.079 | 47481.859 | 0.0064 | 4.495 | 1449319.329 | 0.007 | 4.753 | 1403477.852 | 0.007 | 4.782 | 1442161.905 | 0.007 | 4.962 | 1434825.06 | 0.0092 | 2.849 | 763815.319 | 0.0072 | 3.2 | 939164.6 | 0.0084 | 3.3 | 870979.9 | 43.1 | Dry Low NOx Burners<br>Selective Catalytic Reduction | Existing SCR | 0.0064 | 0.0064 | 2.9 |  |  | 2.9
CA | Malburg Generating Station | 56041 | M2 | Los Angeles | 2005-07-25 | 594 | 50 | 33.9983 | -118.2219 | ARP | Combined cycle | Pipeline Natural Gas |  | Dry Low NOx Burners<br>Selective Catalytic Reduction | Electric Utility | [7 empty] | 0.0741 | 1.244 | 46764.183 | 0.0067 | 4.859 | 1476991.981 | 0.0072 | 4.774 | 1401058.009 | 0.0067 | 4.537 | 1410378.059 | 0.0069 | 4.923 | 1428814.836 | 0.0087 | 2.517 | 701225.374 | 0.0071 | 3.2 | 931942.5 | 0.0064 | 4.2 | 1371546.4 | 42.7 | Dry Low NOx Burners<br>Selective Catalytic Reduction | Existing SCR | 0.0064 | 0.0064 | 2.9 |  |  | 2.9
CA | Mandalay Generating Station | 345 | 1 | Ventura | 1959-04-01 | 2250 | 218 | 34.2072 | -119.2511 | ARP | Dry bottom wall-fired boiler | Pipeline Natural Gas |  | Selective Catalytic Reduction | Electric Utility | Electric Services | 0.0046 | 3.642 | 1555005.615 | 0.0051 | 4.365 | 1724032.267 | 0.004 | 1.884 | 879640.061 | 0.0029 | 2.92 | 1481711.062 | 0.0028 | 2.142 | 1374927.114 | 0.002 | 1.331 | 1214567.815 | 0.0015 | 0.616 | 774988.291 | 0.0041 | 0.441 | 223481.989 | 0.0017 | 0.2 | 259046 | 0.0034 | 1.7 | 787115.8 | 3.1 | SCR | Existing SCR | 0.0015 | 0.0015 | 0.2 |  |  | 0.2
CA | Mandalay Generating Station | 345 | 2 | Ventura | 1959-09-01 | 2250 | 218 | 34.2072 | -119.2511 | ARP | Dry bottom wall-fired boiler | Pipeline Natural Gas |  | Selective Catalytic Reduction | Electric Utility | Electric Services | 0.006 | 5.563 | 2253122.823 | 0.0052 | 5.672 | 2282651.063 | 0.005 | 2.669 | 1066031.455 | 0.0061 | 4.255 | 1698026.061 | 0.0059 | 5.171 | 2135669.428 | 0.0051 | 4.054 | 1779050.746 | 0.0034 | 1.303 | 636481.111 | 0.0061 | 1.132 | 388156.504 | 0.0016 | 0.3 | 263496.2 | 0.0054 | 2.1 | 953131 | 3.2 | SCR | Existing SCR | 0.0016 | 0.0016 | 0.3 |  |  | 0.3
CA | Metcalf Energy Center | 55393 | 1 | Santa Clara | 2005-05-24 | 2124 | 200 | 37.2169 | -121.7439 | ARP | Combined cycle | Pipeline Natural Gas |  | Dry Low NOx Burners<br>Selective Catalytic Reduction | Electric Utility | [7 empty] | 0.0167 | 29.288 | 4019306.71 | 0.0076 | 12.389 | 3730529.29 | 0.0083 | 17.559 | 5034484.115 | 0.0086 | 17.309 | 4962949.627 | 0.0075 | 13.779 | 4191640.97 | 0.0106 | 11.739 | 3031991.398 | 0.0131 | 12.6 | 2602953.9 | 0.011 | 19.9 | 4360314.3 | 33.4 | Dry Low NOx Burners<br>Selective Catalytic Reduction | Existing SCR | 0.0075 | 0.0075 | 7.2 |  |  | 7.2
CA | Metcalf Energy Center | 55393 | 2 | Santa Clara | 2005-05-24 | 2124 | 200 | 37.2169 | -121.7439 | ARP | Combined cycle | Pipeline Natural Gas |  | Dry Low NOx Burners<br>Selective Catalytic Reduction | Electric Utility | [7 empty] | 0.0194 | 29.181 | 4265832.537 | 0.0079 | 11.826 | 3501322.07 | 0.0096 | 17.879 | 4858399.383 | 0.0075 | 16.926 | 5162814.397 | 0.0092 | 17.636 | 4558326.707 | 0.0105 | 13.202 | 3297558.437 | 0.015 | 11.2 | 2186181.5 | 0.0111 | 18.9 | 4272700.1 | 28 | Dry Low NOx Burners<br>Selective Catalytic Reduction | Existing SCR | 0.0075 | 0.0075 | 5.6 |  |  | 5.6
CA | Mira Loma Generating Station | 56473 | CT1 | San Bernardino | 2007-09-17 | 511.5 | 49.8 | 34.0054 | -117.5604 | ARP | Combustion turbine | Pipeline Natural Gas |  | Dry Low NOx Burners | Electric Utility | [16 empty] | 0.0285 | 0.222 | 27311.655 | 0.0324 | 0.102 | 16614.533 | 0.0287 | 0.287 | 45088.463 | 0.0291 | 0.3 | 39303.4 | 0.0234 | 0.7 | 117246.8 | 2.1 | Dry Low NOx Burners | Low Ozone Season Rate | 0.0234 | 0.0234 | 0.2 |  |  | 0.2
CA | Miramar Energy Facility | 56232 | 1 | San Diego | 2005-05-16 | 500 | 53 | 32.8769 | -117.1664 | ARP | Combustion turbine | Pipeline Natural Gas |  | Water Injection<br>Selective Catalytic Reduction | Electric Utility | [7 empty] | 0.0527 | 0.838 | 50328.202 | 0.0345 | 0.297 | 34692.136 | 0.0271 | 0.099 | 14285.852 | 0.0428 | 1.834 | 141252.487 | 0.0168 | 0.887 | 172537.17 | 0.0251 | 1.636 | 212331.685 | 0.0237 | 2.1 | 354328.9 | 0.0218 | 2.5 | 514488.1 | 19.3 | Water Injection<br>Selective Catalytic Reduction | Existing SCR | 0.0168 | 0.0168 | 1.5 |  |  | 1.5
CA | Miramar Energy Facility | 56232 | 2 | San Diego | 2009-05-16 | 490 | 53 | 32.8769 | -117.1664 | ARP | Combustion turbine | Pipeline Natural Gas |  | Water Injection<br>Selective Catalytic Reduction | Electric Utility | [22 empty] | 0.0307 | 1.484 | 195749.365 | 0.0207 | 2.1 | 337015.5 | 0.0269 | 2.1 | 387388.9 | 18.7 | Water Injection<br>Selective Catalytic Reduction | Existing SCR | 0.0207 | 0.0207 | 2.1 |  |  | 2.1
CA | Morro Bay Power Plant, LLC | 259 | 1 | San Luis Obispo | 1956-06-01 | 1710 | 169.1 | 35.3747 | -120.8578 | ARP | Cell burner boiler (Ended Apr 29, 2003), Dry bottom wall-fired boiler (Started Apr 29, 2003) | Pipeline Natural Gas |  |  | Electric Utility | Electric Services | 0.0347 | 0.81 | 48119.2 | [23 empty] | 0 |  |  |  | 0 |  | Low Ozone Season Rate | 0.0347 | 0.0347 | 0 |  |  | 0
CA | Morro Bay Power Plant, LLC | 259 | 2 | San Luis Obispo | 1955-09-01 | 1785 | 169.1 | 35.3747 | -120.8578 | ARP | Cell burner boiler (Ended Apr 29, 2003), Dry bottom wall-fired boiler (Started Apr 29, 2003) | Pipeline Natural Gas |  |  | Electric Utility | Electric Services | 0.0405 | 1.996 | 89132.25 | [23 empty] | 0 |  |  |  | 0 |  | Low Ozone Season Rate | 0.0405 | 0.0405 | 0 |  |  | 0
CA | Morro Bay Power Plant, LLC | 259 | 3 | San Luis Obispo | 1962-10-01 | 3280 | 359 | 35.3747 | -120.8578 | ARP | Cell burner boiler (Ended Apr 29, 2003), Dry bottom wall-fired boiler (Started Apr 29, 2003) | Pipeline Natural Gas |  |  | Electric Utility | Electric Services | 0.032 | 21.662 | 1348726.325 | 0.0282 | 27.701 | 1978870.35 | 0.0277 | 18.718 | 1352607.05 | 0.036 | 27.742 | 1672317.45 | 0.0372 | 46.464 | 2691232.6 | 0.0371 | 5.038 | 254381.875 | 0.0401 | 34.235 | 1552662.163 | 0.0347 | 9.828 | 563734.554 | 0.0299 | 10.7 | 762770.3 | 0.0304 | 12.3 | 807103.5 | 6.3 |  | Low Ozone Season Rate | 0.0277 | 0.0277 | 9.9 |  |  | 9.9
CA | Morro Bay Power Plant, LLC | 259 | 4 | San Luis Obispo | 1963-06-01 | 3315 | 359 | 35.3747 | -120.8578 | ARP | Cell burner boiler (Ended Apr 29, 2003), Dry bottom wall-fired boiler (Started Apr 29, 2003) | Pipeline Natural Gas |  |  | Electric Utility | Electric Services | 0.0377 | 16.618 | 972653.825 | 0.038 | 18.457 | 1018212.25 | 0.0371 | 20.974 | 1218181.025 | 0.0349 | 23.833 | 1486648.325 | 0.0358 | 32.865 | 2038853.075 | 0.0353 | 7.946 | 500437.015 | 0.0307 | 14.295 | 870348.041 | 0.0323 | 5.5 | 354114.717 | 0.0338 | 3.6 | 258009.7 | 0.0325 | 11 | 692556.7 | 2.1 |  | Low Ozone Season Rate | 0.0307 | 0.0307 | 3.3 |  |  | 3.3
CA | Moss Landing | 260 | 2013-06-01 | Monterey | 1967-10-01 | 7048 | 702 | 36.8042 | -121.7775 | ARP | Cell burner boiler (Ended Apr 29, 2003), Dry bottom wall-fired boiler (Started Apr 29, 2003) | Pipeline Natural Gas |  | Selective Catalytic Reduction | Electric Utility | Electric Services | 0.0089 | 18.47 | 4337983.947 | 0.0097 | 12.601 | 2947944.342 | 0.0073 | 7.584 | 2295649.521 | 0.0073 | 12.214 | 3735919.48 | 0.0063 | 10.05 | 3655614.061 | 0.0056 | 7.186 | 2601138.026 | 0.0065 | 6.022 | 2090149.968 | 0.0064 | 2.065 | 744505.215 | 0.006 | 1.8 | 671411.2 | 0.0066 | 9 | 2773413.7 | 2.6 | SCR | Existing SCR | 0.0056 | 0.0056 | 1.7 |  |  | 1.7
CA | Moss Landing | 260 | 2013-07-01 | Monterey | 1968-06-01 | 7048 | 702 | 36.8042 | -121.7775 | ARP | Cell burner boiler (Ended Apr 29, 2003), Dry bottom wall-fired boiler (Started Apr 29, 2003) | Pipeline Natural Gas |  | Selective Catalytic Reduction | Electric Utility | Electric Services | 0.0068 | 17.479 | 5414637.806 | 0.008 | 22.707 | 5806639.399 | 0.0078 | 7.598 | 2252307.005 | 0.0069 | 20.644 | 6255230.852 | 0.0057 | 15.66 | 5784381.19 | 0.0065 | 16.388 | 5132670.569 | 0.0063 | 12.51 | 4228266.876 | 0.0073 | 4.711 | 1400151.039 | 0.0083 | 5.8 | 1557510.8 | 0.0074 | 7.2 | 2074150.3 | 6 | SCR | Existing SCR | 0.0057 | 0.0057 | 4 |  |  | 4
CA | Moss Landing | 260 | 1A | Monterey | 2002-04-09 | 2057 | 233 | 36.8042 | -121.7775 | ARP | Combined cycle | Pipeline Natural Gas |  | Dry Low NOx Burners<br>Selective Catalytic Reduction | Electric Utility |  | 0.01 | 16.318 | 4408658.658 | 0.009 | 14.548 | 4569827.362 | 0.0159 | 15.023 | 3647189.58 | 0.0106 | 16.248 | 4760275.911 | 0.0083 | 15.625 | 4970844.993 | 0.0097 | 13.348 | 4357269.388 | 0.0113 | 10.912 | 3212438.891 | 0.0175 | 7.949 | 1736063.781 | 0.0152 | 8.1 | 1902835.6 | 0.0107 | 11 | 3343651 | 25.2 | Dry Low NOx Burners<br>Selective Catalytic Reduction | Existing SCR | 0.0083 | 0.0083 | 4.4 |  |  | 4.4
CA | Moss Landing | 260 | 2A | Monterey | 2002-04-09 | 2057 | 233 | 36.8042 | -121.7775 | ARP | Combined cycle | Pipeline Natural Gas |  | Dry Low NOx Burners<br>Selective Catalytic Reduction | Electric Utility |  | 0.0082 | 13.923 | 4360666.408 | 0.0104 | 14.118 | 4428893.308 | 0.0184 | 11.902 | 3140337.986 | 0.0094 | 14.244 | 4607853.152 | 0.0076 | 15.698 | 5068060.063 | 0.0093 | 14.018 | 4479006.54 | 0.0115 | 9.545 | 2800397.821 | 0.02 | 6.924 | 1553176.942 | 0.0184 | 6.4 | 1560907.9 | 0.012 | 10.2 | 3083427.9 | 20.7 | Dry Low NOx Burners<br>Selective Catalytic Reduction | Existing SCR | 0.0076 | 0.0076 | 2.6 |  |  | 2.6
CA | Moss Landing | 260 | 3A | Monterey | 2002-05-24 | 2057 | 233 | 36.8042 | -121.7775 | ARP | Combined cycle | Pipeline Natural Gas |  | Dry Low NOx Burners<br>Selective Catalytic Reduction | Electric Utility |  | 0.01 | 13.42 | 3730011.604 | 0.0113 | 14.574 | 4154411.3 | 0.0153 | 14.043 | 3489600.077 | 0.0091 | 14.712 | 4481977.886 | 0.007 | 16.08 | 5310074.107 | 0.0112 | 14.139 | 4075837.354 | 0.0163 | 9.299 | 2457391.598 | 0.0184 | 8.298 | 1825948.567 | 0.017 | 6.2 | 1466681 | 0.0112 | 10.8 | 3091331.9 | 19.4 | Dry Low NOx Burners<br>Selective Catalytic Reduction | Existing SCR | 0.007 | 0.007 | 2.6 |  |  | 2.6
CA | Moss Landing | 260 | 4A | Monterey | 2002-05-26 | 2057 | 233 | 36.8042 | -121.7775 | ARP | Combined cycle | Pipeline Natural Gas |  | Dry Low NOx Burners<br>Selective Catalytic Reduction | Electric Utility |  | 0.0092 | 12.711 | 3810902.088 | 0.0105 | 14.118 | 4347599.225 | 0.0172 | 12.802 | 3288846.916 | 0.0092 | 13.672 | 4477650.854 | 0.0069 | 14.196 | 5140170.714 | 0.0117 | 13.525 | 3957693.664 | 0.0121 | 11.374 | 3210113.362 | 0.0233 | 4.951 | 913588.218 | 0.0169 | 6.2 | 1546462.4 | 0.013 | 9.8 | 2932314 | 20.5 | Dry Low NOx Burners<br>Selective Catalytic Reduction | Existing SCR | 0.0069 | 0.0069 | 2.5 |  |  | 2.5
CA | NCPA Combustion Turbine Project #2 | 7449 | NA1 | San Joaquin | 1996-04-01 | 463 | 50 | 38.088 | -121.3871 | ARP | Combustion turbine | Pipeline Natural Gas |  | Selective Catalytic Reduction | Electric Utility |  | 0.0783 | 8.337 | 281664.462 | 0.313 | 34.972 | 223463.506 | 0.313 | 52.967 | 338447.258 | 0.0244 | 2.941 | 393082.229 | 0.0166 | 2.23 | 448597.775 | 0.0175 | 2.095 | 400993.801 | 0.0193 | 1.317 | 197439.997 | 0.0256 | 0.677 | 102286.047 | 0.0467 | 0.2 | 11593.2 | 0.0404 | 0.1 | 9498.9 | 0.7 | Selective Catalytic Reduction | Existing SCR | 0.0166 | 0.0166 | 0.1 |  |  | 0.1
CA | Niland Gas Turbine Plant | 56569 | 1 | Imperial | 2008-04-23 | 460 | 60.5 | 33.2432 | -115.498 | ARP | Combustion turbine | Pipeline Natural Gas |  | Dry Low NOx Burners<br>Selective Catalytic Reduction | Electric Utility | [19 empty] | 0.0114 | 0.592 | 150304.246 | 0.0138 | 0.511 | 122034.652 | 0.0129 | 0.6 | 135572.3 | 0.0114 | 0.6 | 193010.4 | 8 | Dry Low NOx Burners<br>Selective Catalytic Reduction | Existing SCR | 0.0114 | 0.0114 | 0.5 |  |  | 0.5
CA | Niland Gas Turbine Plant | 56569 | 2 | Imperial | 2008-04-13 | 460 | 60.5 | 33.2432 | -115.498 | ARP | Combustion turbine | Pipeline Natural Gas |  | Dry Low NOx Burners<br>Selective Catalytic Reduction | Electric Utility | [19 empty] | 0.0113 | 0.522 | 140198.869 | 0.0145 | 0.43 | 103405.319 | 0.0121 | 0.6 | 141902.4 | 0.0083 | 0.7 | 230898.4 | 8.4 | Dry Low NOx Burners<br>Selective Catalytic Reduction | Existing SCR | 0.0083 | 0.0083 | 0.4 |  |  | 0.4
CA | Olive | 6013 | 1 | Los Angeles | 1958-01-01 | 552 | 50 | 34.1775 | -118.3147 | ARP | Dry bottom wall-fired boiler | Pipeline Natural Gas |  | Low NOx Burner Technology (Dry Bottom only)<br>Selective Catalytic Reduction (Began Jun 01, 2003) | Electric Utility | Electric Services | 0.0064 | 1.186 | 390255.325 | 0.0071 | 0.403 | 188943.4 | 0.0058 | 0.451 | 211344.65 | 0.0114 | 0.098 | 38566.725 | 0.0096 | 0.069 | 27906.575 | 0.0124 | 0.072 | 21247.55 | 0.0051 | 0.369 | 175287.186 | 0.0049 | 0.144 | 88829.516 | 0.0023 | 0 | 30933.5 | 0.0066 | 0.1 | 27517.7 | 1.5 | SCR | Existing SCR | 0.0023 | 0.0023 | 0 |  |  | 0
CA | Olive | 6013 | 2 | Los Angeles | 1964-01-01 | 605 | 59.7 | 34.1775 | -118.3147 | ARP | Dry bottom wall-fired boiler | Pipeline Natural Gas |  | Combustion Modification/Fuel Reburning (Began Jun 01, 2003)<br>Selective Catalytic Reduction (Began Jun 01, 2003) | Electric Utility | Electric Services | 0.0126 | 0.726 | 183365.65 | 0.0036 | 0.657 | 360167.525 | 0.1128 | 0.008 | 137.275 | 0.0215 | 0.12 | 21189.7 |  |  |  | 0.008 | 0.087 | 42054.625 | 0.0055 | 0.071 | 40231.755 | 0.0187 | 0.202 | 29339.998 | 0.0042 | 0.1 | 34559.4 |  |  |  | 1.6 | SCR | Existing SCR | 0.0036 | 0.0036 | 0.1 |  |  | 0.1
CA | Orange Grove Project | 56914 | CTG1 | San Diego | 2010-01-30 | 530 | 59 | 33.359 | -117.111 | ARP | Combustion turbine | Pipeline Natural Gas |  | Water Injection<br>Ammonia Injection<br>Selective Catalytic Reduction | Electric Utility | [25 empty] | 0.0183 | 0.4 | 80553.1 | 0.0135 | 1.3 | 283932.2 | 4.1 | Water Injection<br>Ammonia Injection<br>Selective Catalytic Reduction | Existing SCR | 0.0135 | 0.0135 | 0.3 |  |  | 0.3
CA | Orange Grove Project | 56914 | CTG2 | San Diego | 2010-02-05 | 530 | 59 | 33.359 | -117.111 | ARP | Combustion turbine | Pipeline Natural Gas |  | Water Injection<br>Ammonia Injection<br>Selective Catalytic Reduction | Electric Utility | [25 empty] | 0.0154 | 0.4 | 84682.4 | 0.0095 | 1.3 | 313841.6 | 4.4 | Water Injection<br>Ammonia Injection<br>Selective Catalytic Reduction | Existing SCR | 0.0095 | 0.0095 | 0.3 |  |  | 0.3
CA | Ormond Beach Generating Station | 350 | 1 | Ventura | 1970-05-01 | 7500 | 806 | 34.1292 | -119.1689 | ARP | Dry bottom wall-fired boiler | Pipeline Natural Gas |  | Selective Catalytic Reduction | Electric Utility | Electric Services | 0.0092 | 12.912 | 3269714.727 | 0.0072 | 30.725 | 8602469.413 | 0.0058 | 3.778 | 1235641.17 | 0.0264 | 1.715 | 241980.033 | 0.0086 | 12.226 | 3153722.899 | 0.0093 | 7.486 | 1967787.327 | 0.0067 | 5.348 | 1668689.61 | 0.0115 | 2.185 | 524658.954 | 0.0461 | 0.1 | 2621.2 | 0.0108 | 6.8 | 1717456.8 | 0 | SCR | Existing SCR | 0.0058 | 0.0058 | 0 |  |  | 0
CA | Ormond Beach Generating Station | 350 | 2 | Ventura | 1971-12-01 | 7500 | 806 | 34.1292 | -119.1689 | ARP | Dry bottom wall-fired boiler | Pipeline Natural Gas |  | Selective Catalytic Reduction | Electric Utility | Electric Services | 0.0064 | 26.928 | 7517803.157 | 0.0075 | 23.506 | 6188566.675 | 0.0068 | 13.29 | 3600238.835 | 0.0073 | 17.186 | 4544927.255 | 0.0078 | 18.786 | 4900204.378 | 0.007 | 13.566 | 3579566.957 | 0.0069 | 1.399 | 416825.486 | 0.0042 | 1.996 | 728908.57 | 0.008 | 0.6 | 180427.6 | 0.008 | 2.3 | 630391.6 | 0.7 | SCR | Existing SCR | 0.0042 | 0.0042 | 0.3 |  |  | 0.3
CA | Otay Mesa Energy Center, LLC | 55345 | CTG-1 | San Diego | 2009-07-22 | 2200 | 198.9 | 32.5733 | -116.9153 | ARP | Combined cycle | Pipeline Natural Gas |  | Dry Low NOx Burners<br>Selective Catalytic Reduction | Electric Utility | [22 empty] | 0.0083 | 7.336 | 2415624.629 | 0.0067 | 7.7 | 2713574.6 | 0.0058 | 16.7 | 5881003.8 | 33.6 | Dry Low NOx Burners<br>Selective Catalytic Reduction | Existing SCR | 0.0058 | 0.0058 | 6.7 |  |  | 6.7
CA | Otay Mesa Energy Center, LLC | 55345 | CTG-2 | San Diego | 2009-07-23 | 2200 | 198.9 | 32.5733 | -116.9153 | ARP | Combined cycle | Pipeline Natural Gas |  | Dry Low NOx Burners<br>Selective Catalytic Reduction | Electric Utility | [22 empty] | 0.0084 | 8.045 | 2703760.811 | 0.0067 | 8 | 2880683.8 | 0.0059 | 16.1 | 5609368.8 | 35.7 | Dry Low NOx Burners<br>Selective Catalytic Reduction | Existing SCR | 0.0059 | 0.0059 | 7 |  |  | 7
CA | Palomar Energy Center | 55985 | CTG1 | San Diego | 2005-10-30 | 2032.3 | 165 | 33.1192 | -117.118 | ARP | Combined cycle | Pipeline Natural Gas |  | Dry Low NOx Burners<br>Selective Catalytic Reduction | Electric Utility | [10 empty] | 0.0085 | 13.716 | 4737870.041 | 0.0079 | 17.003 | 4815718.436 | 0.0078 | 18.434 | 5102024.771 | 0.0066 | 12.914 | 4840688.009 | 0.0097 | 14.195 | 4192930.028 | 0.0068 | 10.8 | 3800047.7 | 0.0062 | 13.5 | 4967393.8 | 50.9 | Dry Low NOx Burners<br>Selective Catalytic Reduction | Existing SCR | 0.0062 | 0.0062 | 9.9 |  |  | 9.9
CA | Palomar Energy Center | 55985 | CTG2 | San Diego | 2005-11-02 | 2032.3 | 165 | 33.1192 | -117.118 | ARP | Combined cycle | Pipeline Natural Gas |  | Dry Low NOx Burners<br>Selective Catalytic Reduction | Electric Utility | [10 empty] | 0.009 | 14.477 | 4630558.548 | 0.0071 | 15.112 | 4836030.422 | 0.0068 | 15.74 | 5211554.905 | 0.0064 | 13.17 | 4920788.194 | 0.0078 | 12.017 | 4248223.768 | 0.0071 | 10.8 | 3751332.4 | 0.0061 | 14.5 | 5174170.9 | 50.3 | Dry Low NOx Burners<br>Selective Catalytic Reduction | Existing SCR | 0.0061 | 0.0061 | 9.3 |  |  | 9.3
CA | Panoche Energy Center | 56803 | 1 | Fresno | 2009-04-09 | 950 | 108 | 36.6513 | -120.5833 | ARP | Combustion turbine | Pipeline Natural Gas |  | Water Injection<br>Selective Catalytic Reduction | Electric Utility | [22 empty] | 0.015 | 1.216 | 221135.037 | 0.0145 | 1.4 | 303030.5 | 0.0155 | 1.1 | 229461.4 | 8.7 | Water Injection<br>Selective Catalytic Reduction | Existing SCR | 0.0145 | 0.0145 | 1.4 |  |  | 1.4
CA | Panoche Energy Center | 56803 | 2 | Fresno | 2009-04-18 | 950 | 108 | 36.6513 | -120.5833 | ARP | Combustion turbine | Pipeline Natural Gas |  | Water Injection<br>Selective Catalytic Reduction | Electric Utility | [22 empty] | 0.0164 | 1.475 | 254102.836 | 0.0144 | 1.7 | 329855.2 | 0.0146 | 1.2 | 249286.8 | 9.5 | Water Injection<br>Selective Catalytic Reduction | Existing SCR | 0.0144 | 0.0144 | 1.7 |  |  | 1.7
CA | Panoche Energy Center | 56803 | 3 | Fresno | 2009-04-13 | 950 | 108 | 36.6513 | -120.5833 | ARP | Combustion turbine | Pipeline Natural Gas |  | Water Injection<br>Selective Catalytic Reduction | Electric Utility | [22 empty] | 0.0146 | 1.59 | 294670.26 | 0.0146 | 1.6 | 324043.4 | 0.0144 | 1 | 226885.2 | 9.3 | Water Injection<br>Selective Catalytic Reduction | Existing SCR | 0.0144 | 0.0144 | 1.6 |  |  | 1.6
CA | Panoche Energy Center | 56803 | 4 | Fresno | 2009-04-17 | 950 | 108 | 36.6513 | -120.5833 | ARP | Combustion turbine | Pipeline Natural Gas |  | Water Injection<br>Selective Catalytic Reduction | Electric Utility | [22 empty] | 0.0134 | 1.712 | 347570.166 | 0.0135 | 1.9 | 386452.5 | 0.017 | 1 | 243199.1 | 11.1 | Water Injection<br>Selective Catalytic Reduction | Existing SCR | 0.0134 | 0.0134 | 1.9 |  |  | 1.9
CA | Pastoria Energy Facility | 55656 | CT001 | Kern | 2005-05-04 | 1837 | 168 | 34.9556 | -118.844 | ARP | Combined cycle | Pipeline Natural Gas |  | Dry Low NOx Burners<br>Selective Catalytic Reduction | Electric Utility | [7 empty] | 0.0065 | 4.614 | 1473866.295 | 0.0058 | 13.67 | 5110696.084 | 0.0072 | 16.892 | 5074205.836 | 0.0079 | 17.265 | 5215890.149 | 0.0058 | 13.896 | 4844640.99 | 0.0107 | 10.58 | 3188480.657 | 0.0131 | 9.3 | 2356525.3 | 0.0079 | 10.5 | 3565922.6 | 34.9 | Dry Low NOx Burners<br>Selective Catalytic Reduction | Existing SCR | 0.0058 | 0.0058 | 4.1 |  |  | 4.1
CA | Pastoria Energy Facility | 55656 | CT002 | Kern | 2005-04-30 | 1837 | 168 | 34.9556 | -118.844 | ARP | Combined cycle | Pipeline Natural Gas |  | Dry Low NOx Burners<br>Selective Catalytic Reduction | Electric Utility | [7 empty] | 0.0077 | 5.853 | 1545940.538 | 0.0072 | 16.313 | 5013118.824 | 0.0075 | 17.833 | 4964865.909 | 0.0068 | 16.948 | 5111388.563 | 0.0063 | 15.365 | 4990088.863 | 0.011 | 12.644 | 3320974.046 | 0.0108 | 9.7 | 2542739.3 | 0.0082 | 12.9 | 3646324.7 | 37.7 | Dry Low NOx Burners<br>Selective Catalytic Reduction | Existing SCR | 0.0063 | 0.0063 | 5.7 |  |  | 5.7
CA | Pastoria Energy Facility | 55656 | CT004 | Kern | 2005-02-17 | 1837 | 168 | 34.9556 | -118.844 | ARP | Combined cycle | Pipeline Natural Gas |  | Dry Low NOx Burners<br>Selective Catalytic Reduction | Electric Utility | [7 empty] | 0.0098 | 13.652 | 3420929.262 | 0.0066 | 12.142 | 4446254.595 | 0.0073 | 13.346 | 4322706.638 | 0.0066 | 14.337 | 5019056.492 | 0.0076 | 15.217 | 4804920.85 | 0.0092 | 11.036 | 3382371.416 | 0.0123 | 6.7 | 1830502.5 | 0.0071 | 10 | 3589126.8 | 27.1 | Dry Low NOx Burners<br>Selective Catalytic Reduction | Existing SCR | 0.0066 | 0.0066 | 3.6 |  |  | 3.6
CA | Pittsburg Generating Station (CA) | 271 | 1 | Contra Costa | 1954-08-01 | 1732 | 170 | 38.0392 | -121.894 | ARP | Cell burner boiler (Ended Apr 29, 2003), Dry bottom wall-fired boiler (Started Apr 29, 2003) | Pipeline Natural Gas |  |  | Electric Utility |  | 0.0873 | 1.498 | 36518.825 | [23 empty] | 0 |  |  |  | 0 |  | Low Ozone Season Rate | 0.0873 | 0.0873 | 0 |  |  | 0
CA | Pittsburg Generating Station (CA) | 271 | 2 | Contra Costa | 1954-07-01 | 1759 | 170 | 38.0392 | -121.894 | ARP | Cell burner boiler (Ended Apr 29, 2003), Dry bottom wall-fired boiler (Started Apr 29, 2003) | Pipeline Natural Gas |  |  | Electric Utility |  | 0.1056 | 2.195 | 40225.375 | [23 empty] | 0 |  |  |  | 0 |  | New SNCR | 0.1056 | 0.06336 | 0 |  |  | 0
CA | Pittsburg Generating Station (CA) | 271 | 3 | Contra Costa | 1954-11-01 | 1725 | 170 | 38.0392 | -121.894 | ARP | Cell burner boiler (Ended Apr 29, 2003), Dry bottom wall-fired boiler (Started Apr 29, 2003) | Pipeline Natural Gas |  |  | Electric Utility |  | 0.0866 | 1.267 | 34334.95 | [23 empty] | 0 |  |  |  | 0 |  | Low Ozone Season Rate | 0.0866 | 0.0866 | 0 |  |  | 0
CA | Pittsburg Generating Station (CA) | 271 | 4 | Contra Costa | 1954-11-01 | 1761 | 170 | 38.0392 | -121.894 | ARP | Cell burner boiler (Ended Apr 29, 2003), Dry bottom wall-fired boiler (Started Apr 29, 2003) | Pipeline Natural Gas |  |  | Electric Utility |  | 0.1128 | 2.062 | 38876.475 | [23 empty] | 0 |  |  |  | 0 |  | New SNCR | 0.1128 | 0.06768 | 0 |  |  | 0
CA | Pittsburg Generating Station (CA) | 271 | 5 | Contra Costa | 1960-08-01 | 3319 | 326.4 | 38.0392 | -121.894 | ARP | Cell burner boiler (Ended Apr 29, 2003), Dry bottom wall-fired boiler (Started Apr 29, 2003) | Pipeline Natural Gas |  | Low NOx Burner Technology (Dry Bottom only)<br>Selective Catalytic Reduction | Electric Utility |  | 0.0113 | 16.555 | 3068508.3 | 0.0091 | 9.405 | 2277659 | 0.0087 | 15.159 | 3571489.275 | 0.0097 | 3.209 | 761592.375 | 0.0101 | 3.305 | 823294.75 | 0.0126 | 3.367 | 678906.35 | 0.0113 | 4.879 | 1172867.875 | 0.0182 | 1.414 | 249650.375 | 0.0141 | 0.4 | 85262.3 | 0.0166 | 1.7 | 295393.4 | 0.7 | SCR | Existing SCR | 0.0087 | 0.0087 | 0.2 |  |  | 0.2
CA | Pittsburg Generating Station (CA) | 271 | 6 | Contra Costa | 1961-04-01 | 3300 | 326.4 | 38.0392 | -121.894 | ARP | Cell burner boiler (Ended Apr 29, 2003), Dry bottom wall-fired boiler (Started Apr 29, 2003) | Pipeline Natural Gas |  | Low NOx Burner Technology (Dry Bottom only)<br>Selective Catalytic Reduction | Electric Utility |  | 0.0104 | 10.32 | 2167189.7 | 0.0089 | 10.558 | 2481954.725 | 0.0105 | 5.733 | 1283194.275 | 0.0099 | 6.923 | 1522743.875 | 0.0164 | 4.062 | 756841.45 | 0.0165 | 2.689 | 503571.325 | 0.0119 | 3.245 | 740440.8 | 0.017 | 1.633 | 286974.575 | 0.0284 | 0.6 | 70083.1 | 0.0184 | 2.1 | 336322.9 | 0.6 | SCR | Existing SCR | 0.0089 | 0.0089 | 0.2 |  |  | 0.2
CA | Pittsburg Generating Station (CA) | 271 | 7 | Contra Costa | 1972-01-01 | 6870 | 751.1 | 38.0392 | -121.894 | ARP | Tangentially-fired | Pipeline Natural Gas |  |  | Electric Utility |  | 0.0238 | 74.686 | 5411937.1 | 0.0196 | 73.585 | 6395004.375 | 0.016 | 12.157 | 1411491.55 | 0.0135 | 8.402 | 1158019.6 | 0.0174 | 6.798 | 658615.4 | 0.021 | 5.495 | 727005.85 | 0.0472 | 7.712 | 433885.725 | [5 empty] | 0 | 0.0369 | 2 | 199368.9 | 0 |  | Low Ozone Season Rate | 0.0135 | 0.0135 | 0 |  |  | 0
CA | Potrero Generating Station | 273 | 2013-03-01 | San Francisco | 1965-10-01 | 2192 | 226 | 37.7558 | -122.3869 | ARP | Dry bottom wall-fired boiler | Pipeline Natural Gas | Residual Oil |  | Electric Utility |  | 0.0563 | 123.662 | 3719817.2 | 0.0576 | 108.949 | 3404289.95 | 0.0383 | 20.166 | 1314593.1 | 0.0081 | 9.195 | 2226683.95 | 0.009 | 9.709 | 2150775.4 | 0.0075 | 10.554 | 2659412.65 | 0.0088 | 14.487 | 3144917.25 | 0.0092 | 10.627 | 2255069.975 |  |  | 0 |  |  |  | 0 |  | Low Ozone Season Rate | 0.0075 | 0.0075 | 0 |  |  | 0
CA | Redding Power Plant | 7307 | 5 | Shasta | 2002-06-01 | 508.5 | 40 | 40.5083 | -122.4253 | ARP | Combined cycle | Pipeline Natural Gas |  | Other | Electric Utility |  | 0.0035 | 1.832 | 1052063.125 | 0.0031 | 1.681 | 1077827.825 | 0.0016 | 0.742 | 1005861.45 | 0.0014 | 0.53 | 771857.297 | 0.0029 | 0.978 | 736380.288 | 0.0032 | 1.03 | 692665.817 | 0.0051 | 0.134 | 71600.818 | 0.0101 | 0.102 | 32617.214 | 0.0235 | 0.3 | 37692.4 | 0.0749 | 1.8 | 69530.5 | 2 | Other | Low Ozone Season Rate | 0.0014 | 0.0014 | 0 |  |  | 0
CA | Redding Power Plant | 7307 | 6 | Shasta | 2010-11-12 | 508 | 42.5 | 40.5083 | -122.4253 | ARP | Combustion turbine | Pipeline Natural Gas |  | Other | Electric Utility | [25 empty] | 0.0049 | 0.1 | 69247.6 | 0.0075 | 0.3 | 132958.2 | 3.7 | Other | Low Ozone Season Rate | 0.0049 | 0.0049 | 0.1 |  |  | 0.1
CA | Ripon Generation Station | 56135 | 1 | Stanislaus | 2006-06-21 | 505 | 60.5 | 37.7315 | -121.116 | ARP | Combustion turbine | Pipeline Natural Gas |  | Water Injection<br>Selective Catalytic Reduction | Electric Utility | [10 empty] | 0.0259 | 0.437 | 90350.982 | 0.0232 | 0.718 | 126211.558 | 0.0171 | 0.667 | 135760.834 | 0.0177 | 0.766 | 162860.79 | 0.02 | 0.366 | 79241.976 | 0.017 | 0.8 | 158370.7 | 0.0255 | 0.5 | 102141.9 | 8.5 | Water Injection<br>Selective Catalytic Reduction | Existing SCR | 0.017 | 0.017 | 0.8 |  |  | 0.8
CA | Ripon Generation Station | 56135 | 2 | Stanislaus | 2006-06-21 | 500 | 60.5 | 37.7315 | -121.116 | ARP | Combustion turbine | Pipeline Natural Gas |  | Water Injection<br>Selective Catalytic Reduction | Electric Utility | [10 empty] | 0.0232 | 0.33 | 67897.832 | 0.0252 | 0.807 | 131111.19 | 0.0186 | 0.683 | 144591.878 | 0.0174 | 0.76 | 163468.827 | 0.0221 | 0.299 | 62786.293 | 0.0162 | 0.7 | 135621.7 | 0.0325 | 0.3 | 52040.2 | 7.4 | Water Injection<br>Selective Catalytic Reduction | Existing SCR | 0.0162 | 0.0162 | 0.7 |  |  | 0.7
CA | Riverside Energy Resource Center | 56143 | 1 | Riverside | 2006-03-22 | 525 | 50 | 33.9636 | -117.4528 | ARP | Combustion turbine | Pipeline Natural Gas |  | Water Injection<br>Selective Catalytic Reduction | Electric Utility | [10 empty] | 0.0418 | 1.974 | 247511.375 | 0.0175 | 0.739 | 146505.75 | 0.0179 | 1.344 | 269811.95 | 0.0476 | 0.423 | 37048 | 0.0231 | 0.251 | 48263.8 | 0.0337 | 0.5 | 76992.5 | 0.035 | 1.3 | 200806.9 | 4 | Water Injection<br>Selective Catalytic Reduction | Existing SCR | 0.0175 | 0.0175 | 0.3 |  |  | 0.3
CA | Riverside Energy Resource Center | 56143 | 2 | Riverside | 2006-03-30 | 525 | 50 | 33.9636 | -117.4528 | ARP | Combustion turbine | Pipeline Natural Gas |  | Water Injection<br>Selective Catalytic Reduction | Electric Utility | [10 empty] | 0.0512 | 1.847 | 226846.1 | 0.0149 | 0.472 | 95362.425 | 0.0187 | 1.355 | 241889.45 | 0.0259 | 0.343 | 53062.325 | 0.032 | 0.306 | 38999.2 | 0.0348 | 0.5 | 61172.5 | 0.0248 | 1 | 207888.2 | 3.2 | Water Injection<br>Selective Catalytic Reduction | Existing SCR | 0.0149 | 0.0149 | 0.2 |  |  | 0.2
CA | Riverside Energy Resource Center | 56143 | 3 | Riverside | 2011-01-29 | 525 | 48 | 33.9636 | -117.4528 | ARP | Combustion turbine | Pipeline Natural Gas |  | Water Injection<br>Selective Catalytic Reduction | Electric Utility | [25 empty] | 0.0186 | 0.4 | 66255.2 | 0.0179 | 0.7 | 148684.4 | 3.4 | Water Injection<br>Selective Catalytic Reduction | Existing SCR | 0.0179 | 0.0179 | 0.4 |  |  | 0.4
CA | Riverside Energy Resource Center | 56143 | 4 | Riverside | 2010-10-29 | 525 | 48 | 33.9636 | -117.4528 | ARP | Combustion turbine | Pipeline Natural Gas |  | Water Injection<br>Selective Catalytic Reduction | Electric Utility | [25 empty] | 0.0275 | 0.4 | 61077.8 | 0.0201 | 0.7 | 143652.8 | 3.2 | Water Injection<br>Selective Catalytic Reduction | Existing SCR | 0.0201 | 0.0201 | 0.3 |  |  | 0.3
CA | Riverview Energy Center | 55963 | 1 | Contra Costa | 2003-04-19 | 500 | 47 | 38.0139 | -121.776 | ARP | Combustion turbine | Pipeline Natural Gas |  | Ammonia Injection<br>Selective Catalytic Reduction | Electric Utility |  | 0.0465 | 0.036 | 3425.975 | 0.0293 | 0.656 | 101326.35 | 0.0306 | 1.047 | 147642.325 | 0.0451 | 1.243 | 156528.3 | 0.0372 | 1.237 | 179544.1 | 0.034 | 1.33 | 196936.6 | 0.0311 | 0.965 | 147073.005 | 0.0335 | 0.458 | 57052.154 | 0.0577 | 1 | 74694.9 | 0.0394 | 1.1 | 150673.9 | 4.1 | Ammonia Injection<br>Selective Catalytic Reduction | Existing SCR | 0.0293 | 0.0293 | 0.5 |  |  | 0.5
CA | Roseville Energy Park | 56298 | CT001 | Placer | 2007-06-13 | 705.3 | 42 | 38.7926 | -121.3823 | ARP | Combined cycle | Pipeline Natural Gas |  | Dry Low NOx Burners<br>Selective Catalytic Reduction | Electric Utility | [16 empty] | 0.0062 | 2.669 | 1133443.995 | 0.0063 | 3.49 | 1173622.652 | 0.0064 | 2.899 | 952554.123 | 0.0086 | 1.8 | 495727.5 | 0.0066 | 3.5 | 1150059.7 | 19.1 | Dry Low NOx Burners<br>Selective Catalytic Reduction | Existing SCR | 0.0062 | 0.0062 | 1.3 |  |  | 1.3
CA | Roseville Energy Park | 56298 | CT002 | Placer | 2007-06-20 | 705.3 | 42 | 38.7926 | -121.3823 | ARP | Combined cycle | Pipeline Natural Gas |  | Dry Low NOx Burners<br>Selective Catalytic Reduction | Electric Utility | [16 empty] | 0.0056 | 2.545 | 1164516.58 | 0.0074 | 3.969 | 1123400.245 | 0.0076 | 3.33 | 942798.609 | 0.0072 | 1.5 | 492662.7 | 0.0067 | 3.8 | 1223647 | 19 | Dry Low NOx Burners<br>Selective Catalytic Reduction | Existing SCR | 0.0056 | 0.0056 | 1.2 |  |  | 1.2
CA | Scattergood Generating Station | 404 | 1 | Los Angeles | 1958-12-01 | 1750 | 163.2 | 33.9175 | -118.4258 | ARP | Dry bottom wall-fired boiler | Pipeline Natural Gas | Other Gas | Selective Catalytic Reduction | Electric Utility | Electric Services | 0.0053 | 6.17 | 2689233.85 | 0.0048 | 4.84 | 2108570.85 | 0.0044 | 0.789 | 398447.4 | 0.0031 | 1.809 | 1261624.575 | 0.003 | 1.51 | 1143080.125 | 0.0029 | 4.091 | 2772808.4 | 0.003 | 3.271 | 2191125.125 | 0.0023 | 1.025 | 758640.131 | 0.0123 | 0.5 | 190911.5 | 0.0065 | 0.3 | 145322 | 3 | SCR | Existing SCR | 0.0023 | 0.0023 | 0.1 |  |  | 0.1
CA | Scattergood Generating Station | 404 | 2 | Los Angeles | 1959-07-01 | 1750 | 163.2 | 33.9175 | -118.4258 | ARP | Dry bottom wall-fired boiler | Pipeline Natural Gas | Other Gas | Selective Catalytic Reduction | Electric Utility | Electric Services | 0.0064 | 4.717 | 2037489.525 | 0.0051 | 5.402 | 2277414.75 | 0.0032 | 4.493 | 2757966.025 | 0.0023 | 2.402 | 1847453.4 | 0.0024 | 2.964 | 2342728.55 | 0.0039 | 0.877 | 493559.925 | 0.0017 | 0.658 | 661592.252 | 0.0022 | 1.796 | 1566920.566 | 0.0303 | 43.2 | 2682199.8 | 0.0021 | 3 | 2543408.5 | 41.7 | SCR | Existing SCR | 0.0017 | 0.0017 | 2.4 |  |  | 2.4
CA | Scattergood Generating Station | 404 | 3 | Los Angeles | 1974-10-01 | 4600 | 496.8 | 33.9175 | -118.4258 | ARP | Tangentially-fired | Pipeline Natural Gas |  | Selective Catalytic Reduction<br>Overfire Air | Electric Utility | Electric Services | 0.0051 | 13.709 | 6074576.85 | 0.0047 | 9.691 | 4654076.9 | 0.0025 | 5.231 | 3943921.425 | 0.0014 | 3.969 | 4908530.625 | 0.0024 | 5.566 | 4566177.125 | 0.0016 | 4.334 | 4991541.5 | 0.003 | 5.722 | 3845803.641 | 0.0025 | 4.058 | 2994377.615 | 0.0037 | 5.7 | 3147671.8 | 0.0017 | 3.8 | 3425857.3 | 18.6 | SCR | Existing SCR | 0.0014 | 0.0014 | 2.2 |  |  | 2.2
CA | Southern California Edison Mountainview | 358 | 2013-03-01 | San Bernardino | 2005-08-10 | 2113 | 164.6 | 34.0836 | -117.2408 | ARP | Combined cycle | Pipeline Natural Gas |  | Dry Low NOx Burners<br>Selective Catalytic Reduction | Electric Utility | [10 empty] | 0.0208 | 18.968 | 4725770.544 | 0.0063 | 14.508 | 5617153.587 | 0.0052 | 10.321 | 4798874.277 | 0.0052 | 10.911 | 4616748.757 | 0.0061 | 12.049 | 4656904.752 | 0.01 | 13.7 | 3821334.1 | 0.0055 | 13.5 | 5182035.7 | 49.3 | Dry Low NOx Burners<br>Selective Catalytic Reduction | Existing SCR | 0.0052 | 0.0052 | 7.1 |  |  | 7.1
CA | Southern California Edison Mountainview | 358 | 2013-03-02 | San Bernardino | 2005-08-20 | 2113 | 164.6 | 34.0836 | -117.2408 | ARP | Combined cycle | Pipeline Natural Gas |  | Dry Low NOx Burners<br>Selective Catalytic Reduction | Electric Utility | [10 empty] | 0.0204 | 17.382 | 4057304.534 | 0.0071 | 13.616 | 5003745.693 | 0.0053 | 10.666 | 4549755.417 | 0.0057 | 11.934 | 4759711.507 | 0.0057 | 11.352 | 4614333.926 | 0.0096 | 11.5 | 3748113.5 | 0.0054 | 13.6 | 5235251.5 | 48.3 | Dry Low NOx Burners<br>Selective Catalytic Reduction | Existing SCR | 0.0053 | 0.0053 | 6.4 |  |  | 6.4
CA | Southern California Edison Mountainview | 358 | 2013-04-01 | San Bernardino | 2005-11-04 | 2113 | 164.6 | 34.0836 | -117.2408 | ARP | Combined cycle | Pipeline Natural Gas |  | Dry Low NOx Burners<br>Selective Catalytic Reduction | Electric Utility | [10 empty] | 0.0194 | 18.571 | 4721325.696 | 0.0063 | 13.094 | 5217894.223 | 0.0055 | 12.006 | 5106548.953 | 0.0063 | 10.555 | 4121532.995 | 0.0056 | 11.893 | 4931725.12 | 0.0084 | 11.1 | 3799168.2 | 0.0057 | 13.1 | 5062655 | 49 | Dry Low NOx Burners<br>Selective Catalytic Reduction | Existing SCR | 0.0055 | 0.0055 | 7.3 |  |  | 7.3
CA | Southern California Edison Mountainview | 358 | 2013-04-02 | San Bernardino | 2005-11-21 | 2113 | 164.6 | 34.0836 | -117.2408 | ARP | Combined cycle | Pipeline Natural Gas |  | Dry Low NOx Burners<br>Selective Catalytic Reduction | Electric Utility | [10 empty] | 0.0181 | 16.71 | 3903358.851 | 0.0065 | 13.106 | 5164142.732 | 0.005 | 10.014 | 4647614.535 | 0.0054 | 10.258 | 4121622.418 | 0.0055 | 11.661 | 4968245.631 | 0.0094 | 10.8 | 3611641 | 0.0055 | 13 | 5053140.6 | 46.5 | Dry Low NOx Burners<br>Selective Catalytic Reduction | Existing SCR | 0.005 | 0.005 | 5.7 |  |  | 5.7
CA | Starwood Power Midway, LLC | 56639 | 1 | Fresno | 2009-04-19 | 684.2 | 69.9 | 36.654 | -120.5797 | ARP | Combustion turbine | Pipeline Natural Gas |  | Water Injection<br>Ammonia Injection<br>Selective Catalytic Reduction | Small Power Producer | [22 empty] | 0.0275 | 0.917 | 108608.29 | 0.0268 | 1.4 | 156165.5 | 0.016 | 0.3 | 42820.9 | 6.2 | Water Injection<br>Ammonia Injection<br>Selective Catalytic Reduction | Existing SCR | 0.016 | 0.016 | 0.8 |  |  | 0.8
CA | Starwood Power Midway, LLC | 56639 | 2 | Fresno | 2009-04-10 | 684.2 | 69.9 | 36.654 | -120.5797 | ARP | Combustion turbine | Pipeline Natural Gas |  | Water Injection<br>Ammonia Injection<br>Selective Catalytic Reduction | Small Power Producer | [22 empty] | 0.031 | 1.036 | 115251.085 | 0.027 | 1.2 | 145969 | 0.0198 | 0.2 | 37664.1 | 5.8 | Water Injection<br>Ammonia Injection<br>Selective Catalytic Reduction | Existing SCR | 0.0198 | 0.0198 | 0.9 |  |  | 0.9
CA | Sunrise Power Company | 55182 | CTG1 | Kern | 2001-06-28 | 2200 | 167.7 | 35.2097 | -119.585 | ARP | Combined cycle | Pipeline Natural Gas |  | Selective Catalytic Reduction<br>Dry Low NOx Burners | Electric Utility |  | 0.0191 | 24.542 | 4253304.345 | 0.0083 | 17.297 | 5427483.417 | 0.0074 | 16.661 | 5499902.4 | 0.0075 | 15.647 | 5179509.741 | 0.0084 | 15.126 | 4800189.426 | 0.0072 | 16.362 | 5584502.003 | 0.0081 | 16.785 | 5111806.497 | 0.0105 | 14.443 | 3855342.169 | 0.0119 | 10.3 | 2499785.1 | 0.011 | 12.9 | 3506531.8 | 30.9 | Selective Catalytic Reduction<br>Dry Low NOx Burners | Existing SCR | 0.0072 | 0.0072 | 6.2 |  |  | 6.2
CA | Sunrise Power Company | 55182 | CTG2 | Kern | 2001-06-29 | 2200 | 167.7 | 35.2097 | -119.585 | ARP | Combined cycle | Pipeline Natural Gas |  | Selective Catalytic Reduction<br>Dry Low NOx Burners | Electric Utility |  | 0.0221 | 23.188 | 3883420.298 | 0.0087 | 14.883 | 4731020.862 | 0.0072 | 15.52 | 5239449.853 | 0.0073 | 15.404 | 5267851.815 | 0.0069 | 15.697 | 5524019.212 | 0.0068 | 16.183 | 5650795.381 | 0.008 | 15.507 | 5012316.93 | 0.0113 | 13.914 | 3688303.827 | 0.0123 | 9.2 | 2301586.3 | 0.0123 | 11 | 2866344.1 | 28.5 | Selective Catalytic Reduction<br>Dry Low NOx Burners | Existing SCR | 0.0068 | 0.0068 | 5.1 |  |  | 5.1
CA | Tracy Combined Cycle Power Plant | 55933 | TPP1 | San Joaquin | 2003-04-02 | 1314 | 84.4 | 37.7107 | -121.4906 | ARP | Combustion turbine (Ended Jul 05, 2012), Combined cycle (Started Jul 05, 2012) | Pipeline Natural Gas |  | Selective Catalytic Reduction (Began Jul 01, 2012)<br>Dry Low NOx Burners<br>Selective Catalytic Reduction (Retired Jun 30, 2012) | Electric Utility |  | 0.2496 | 3.641 | 47413 | 0.2906 | 4.812 | 52829.2 | 0.3234 | 3.139 | 34785.6 | 0.2795 | 8.386 | 98049.7 | 0.2937 | 6.753 | 77336.1 | 0.2941 | 4.761 | 51805.2 | 0.2712 | 7.996 | 98132.3 | 0.3073 | 2.762 | 31322.2 | 0.2449 | 5.9 | 73041.5 | 0.526 | 226.3 | 860385.3 | 1.5 | Selective Catalytic Reduction (Began Jul 01, 2012)<br>Dry Low NOx Burners<br>Selective Catalytic Reduction (Retired Jun 30, 2012) | Existing SCR | 0.2449 | 0.2449 | 5.9 |  |  | 5.9
CA | Tracy Combined Cycle Power Plant | 55933 | TPP2 | San Joaquin | 2003-04-02 | 1314 | 84.4 | 37.7107 | -121.4906 | ARP | Combustion turbine (Ended Jul 08, 2012), Combined cycle (Started Jul 08, 2012) | Pipeline Natural Gas |  | Selective Catalytic Reduction (Began Jul 01, 2012)<br>Dry Low NOx Burners<br>Selective Catalytic Reduction (Retired Jun 30, 2012) | Electric Utility |  | 0.2344 | 4.45 | 57947.3 | 0.2915 | 4.268 | 48805.8 | 0.3092 | 4.182 | 47878.4 | 0.2689 | 7.492 | 88802.2 | 0.2925 | 6.801 | 78353.7 | 0.2953 | 5.299 | 57456.6 | 0.2518 | 8.114 | 102325.3 | 0.2988 | 2.746 | 32851.2 | 0.2725 | 5.1 | 63724.4 | 0.526 | 241.9 | 919581 | 1.3 | Selective Catalytic Reduction (Began Jul 01, 2012)<br>Dry Low NOx Burners<br>Selective Catalytic Reduction (Retired Jun 30, 2012) | Existing SCR | 0.2344 | 0.2344 | 4.4 |  |  | 4.4
CA | Valley Generating Station | 408 | 3 | Los Angeles | 1955-01-01 | 2000 | 172.8 | 34.2481 | -118.3903 | ARP | Dry bottom wall-fired boiler | Pipeline Natural Gas |  |  | Electric Utility | Electric Services | [21 empty] | 0.0751 | 0.429 | 7954.19 |  |  | 0 |  |  |  | 0 |  | Low Ozone Season Rate | 0.0751 | 0.0751 | 0 |  |  | 0
CA | Valley Generating Station | 408 | 4 | Los Angeles | 1956-01-01 | 2000 | 172.8 | 34.2481 | -118.3903 | ARP | Dry bottom wall-fired boiler | Pipeline Natural Gas |  |  | Electric Utility | Electric Services | 0.0619 | 2.331 | 82246.35 | [18 empty] | 0.1067 | 4.066 | 60499.982 |  |  | 0 |  |  |  | 0 |  | Low Ozone Season Rate | 0.0619 | 0.0619 | 0 |  |  | 0
CA | Valley Generating Station | 408 | 5 | Los Angeles | 2001-08-27 | 480 | 60.5 | 34.2481 | -118.3903 | ARP | Combustion turbine | Pipeline Natural Gas | Diesel Oil | Selective Catalytic Reduction | Electric Utility |  | 0.0339 | 1.079 | 69292.275 | 0.0259 | 0.383 | 36012.3 | 0.0276 | 0.242 | 22653.575 | 0.032 | 0.306 | 29321.425 | 0.0318 | 0.204 | 20797.125 | 0.0469 | 0.251 | 20619.9 | 0.023 | 0.863 | 87456.944 | 0.0202 | 0.531 | 56702.474 | 0.0205 | 0.3 | 32336.5 | 0.019 | 0.2 | 30248.2 | 1.8 | Selective Catalytic Reduction | Existing SCR | 0.019 | 0.019 | 0.3 |  |  | 0.3
CA | Valley Generating Station | 408 | 6 | Los Angeles | 2003-09-01 | 2000 | 182.8 | 34.2481 | -118.3903 | ARP | Combined cycle | Pipeline Natural Gas |  | Dry Low NOx Burners<br>Selective Catalytic Reduction | Electric Utility |  |  |  |  | 0.0087 | 18.511 | 4737591.475 | 0.011 | 17.025 | 3947913.1 | 0.0108 | 15.186 | 3699363.575 | 0.0096 | 20.246 | 4900193.3 | 0.0092 | 15.535 | 4025667.175 | 0.0086 | 13.447 | 3569782.126 | 0.0148 | 8.102 | 1631182.886 | 0.0176 | 11.8 | 2027289 | 0.0089 | 17.4 | 4552118.8 | 27.6 | Dry Low NOx Burners<br>Selective Catalytic Reduction | Existing SCR | 0.0086 | 0.0086 | 5.8 |  |  | 5.8
CA | Valley Generating Station | 408 | 7 | Los Angeles | 2003-09-01 | 2000 | 182.8 | 34.2481 | -118.3903 | ARP | Combined cycle | Pipeline Natural Gas |  | Dry Low NOx Burners<br>Selective Catalytic Reduction | Electric Utility |  |  |  |  | 0.0084 | 17.062 | 4519194.05 | 0.0096 | 13.216 | 3746608.275 | 0.0106 | 13.83 | 3544889.425 | 0.0098 | 19.398 | 4588216.35 | 0.0091 | 14.716 | 3845341.375 | 0.0086 | 13.94 | 3689666.285 | 0.0173 | 6.515 | 1191467.144 | 0.021 | 9.9 | 1501222 | 0.0088 | 19.3 | 5050434.6 | 20.4 | Dry Low NOx Burners<br>Selective Catalytic Reduction | Existing SCR | 0.0084 | 0.0084 | 3.9 |  |  | 3.9
CA | Walnut Energy Center | 56078 | 1 | Stanislaus | 2005-11-21 | 1047 | 94.9 | 37.4878 | -120.8956 | ARP | Combined cycle | Pipeline Natural Gas |  | Dry Low NOx Burners<br>Ammonia Injection<br>Selective Catalytic Reduction | Electric Utility | [10 empty] | 0.0065 | 6.484 | 2235569.633 | 0.0064 | 8.523 | 2773013.74 | 0.0077 | 7.848 | 2289676.571 | 0.0062 | 8.228 | 2786130.86 | 0.0062 | 6.808 | 2292057.951 | 0.0072 | 5 | 1701644.2 | 0.0056 | 6.5 | 2482899.9 | 44.3 | Dry Low NOx Burners<br>Ammonia Injection<br>Selective Catalytic Reduction | Existing SCR | 0.0056 | 0.0056 | 3.9 |  |  | 3.9
CA | Walnut Energy Center | 56078 | 2 | Stanislaus | 2005-10-25 | 1047 | 94.9 | 37.4878 | -120.8956 | ARP | Combined cycle | Pipeline Natural Gas |  | Dry Low NOx Burners<br>Ammonia Injection<br>Selective Catalytic Reduction | Electric Utility | [10 empty] | 0.0067 | 6.556 | 2184580.977 | 0.0069 | 8.782 | 2845670.67 | 0.0074 | 7.478 | 2235287.626 | 0.0063 | 8.476 | 2858170.532 | 0.0058 | 6.408 | 2262333.02 | 0.006 | 5.7 | 2114223.1 | 0.0057 | 6.7 | 2530365.5 | 55 | Dry Low NOx Burners<br>Ammonia Injection<br>Selective Catalytic Reduction | Existing SCR | 0.0057 | 0.0057 | 5.4 |  |  | 5.4
CA | Wellhead Power Gates, LLC | 55875 | GT1 | Fresno | 2001-12-27 | 436 | 46.5 | 36.1522 | -120.1481 | ARP | Combustion turbine | Pipeline Natural Gas |  | Water Injection<br>Selective Catalytic Reduction | Electric Utility |  | 0.1293 | 4.849 | 69328.269 | 0.0119 | 0.302 | 53307.554 | 0.159 | 6.913 | 91299.111 | 0.0188 | 0.787 | 101857.296 | 0.0227 | 0.577 | 80511.707 | 0.047 | 0.477 | 44201.222 | 0.0158 | 0.065 | 10577.832 | 0.037 | 0.194 | 22122.565 | 0.0345 | 0.1 | 11906.9 |  |  |  | 0.7 | Water Injection<br>Selective Catalytic Reduction | Existing SCR | 0.0119 | 0.0119 | 0 |  |  | 0
CA | Wolfskill Energy Center | 55855 | UNIT1 | Solano | 2003-01-08 | 500 | 47 | 38.2282 | -122.076 | ARP | Combustion turbine | Pipeline Natural Gas |  | Water Injection<br>Ammonia Injection<br>Selective Catalytic Reduction | Electric Utility |  | 0.0461 | 1.037 | 118472.925 | 0.0299 | 0.996 | 142542.85 | 0.0501 | 1.191 | 126112.05 | 0.0346 | 0.985 | 149634.225 | 0.0371 | 1.127 | 154068.325 | 0.0276 | 1.082 | 167058.2 | 0.0339 | 0.87 | 152800 | 0.0472 | 0.479 | 58642.178 | 0.0502 | 0.6 | 64012.4 | 0.0406 | 0.9 | 133310.3 | 3.5 | Water Injection<br>Ammonia Injection<br>Selective Catalytic Reduction | Existing SCR | 0.0276 | 0.0276 | 0.3 |  |  | 0.3
CA | Woodland Generation Station | 7266 | 1 | Stanislaus | 1993-12-03 | 460 | 50.4 | 37.6528 | -121.0172 | ARP | Combustion turbine | Pipeline Natural Gas | Diesel Oil | Water Injection<br>Selective Catalytic Reduction<br>Steam Injection | Electric Utility |  | 0.0279 | 2.327 | 238472.85 | 0.0481 | 5.085 | 273073.95 | 0.0375 | 4.522 | 286245.35 | 0.0367 | 3.378 | 333943.515 | 0.0452 | 4.08 | 324759.311 | 0.0227 | 2.665 | 342148.222 | 0.0304 | 2.892 | 286378.738 | 0.0201 | 0.554 | 80148.598 | 0.0304 | 0.8 | 85338.3 | 0.0218 | 1.2 | 166563.9 | 5.1 | Water Injection<br>Selective Catalytic Reduction<br>Steam Injection | Existing SCR | 0.0201 | 0.0201 | 0.5 |  |  | 0.5
CA | Woodland Generation Station | 7266 | 2 | Stanislaus | 2003-06-06 | 700 | 60.5 | 37.6528 | -121.0172 | ARP | Combined cycle | Pipeline Natural Gas |  | Water Injection<br>Selective Catalytic Reduction | Electric Utility |  | 0.0078 | 1.304 | 337836.9 | 0.0076 | 3.531 | 1000493.625 | 0.0076 | 4.216 | 1121027.425 | 0.0066 | 4.194 | 1298056.944 | 0.0066 | 4.09 | 1250434.976 | 0.0064 | 4.081 | 1285605.003 | 0.0066 | 3.997 | 1220399.78 | 0.0065 | 4.108 | 1278658.895 | 0.0063 | 4 | 1272521.4 | 0.0064 | 4.2 | 1314154.1 | 49.5 | Water Injection<br>Selective Catalytic Reduction | Existing SCR | 0.0063 | 0.0063 | 4 |  |  | 4
CA | Yuba City Energy Center | 10349 | 2 | Sutter | 2002-06-16 | 500 | 49.5 | 39.1365 | -121.6397 | ARP | Combustion turbine | Pipeline Natural Gas |  | Water Injection<br>Selective Catalytic Reduction | Electric Utility |  | 0.0183 | 0.884 | 135621.8 | 0.0192 | 0.918 | 128900.025 | 0.0178 | 1.984 | 299400.675 | 0.0146 | 1.152 | 213272.925 | 0.0193 | 1.364 | 185589.675 | 0.0186 | 1.303 | 187714.525 | 0.3724 | 24.899 | 206287.378 | 0.0924 | 1.077 | 96310.874 | 0.228 | 0.9 | 55243.5 | 0.2099 | 3.9 | 250755 | 3 | Water Injection<br>Selective Catalytic Reduction | Existing SCR | 0.0146 | 0.0146 | 0.1 |  |  | 0.1
CO | Arapahoe | 465 | 3 | Denver | 1951-11-01 | 755 | 40 | 39.67 | -105.0028 | ARP | Dry bottom vertically-fired boiler | Coal | Natural Gas |  | Electric Utility | Electric Services | 0.7366 | 886.263 | 2385821.58 | 0.8158 | 614.265 | 1491198.758 | 0.7712 | 694.471 | 1778446.226 | 0.7877 | 754.003 | 1902799.93 | 0.7913 | 823.701 | 2065104.036 | 0.904 | 961.454 | 2110074.7 | 0.8537 | 844.604 | 1957707.536 | 0.797 | 597.089 | 1469017.308 | 0.7505 | 599.9 | 1573091.7 | 0.7289 | 654.9 | 1773320.4 | 56.7 |  | New SNCR | 0.7289 | 0.43734 | 349.6 | Shutdown | Gas Combined Cycle Replacement | 7.5 | 592.4
CO | Arapahoe | 465 | 4 | Denver | 1955-09-01 | 1709 | 112.5 | 39.67 | -105.0028 | ARP | Dry bottom vertically-fired boiler | Coal | Natural Gas | Low NOx Burner Technology w/ Overfire Air | Electric Utility | Electric Services | 0.274 | 618.002 | 4481482.762 | 0.2572 | 527.904 | 4073622.873 | 0.2247 | 431.097 | 3735145.362 | 0.2699 | 612.539 | 4495459.07 | 0.2683 | 582.182 | 4304813.6 | 0.2493 | 526.507 | 4151031.653 | 0.2633 | 563.818 | 4215172.353 | 0.2673 | 423.844 | 3020602.069 | 0.2503 | 213.6 | 1634622.7 | 0.2606 | 464.5 | 3496439.3 | 26 |  | New SNCR | 0.2247 | 0.13482 | 115.1 |  |  | 115.1
CO | Arapahoe Combustion Turbine Facility | 55200 | CT5 | Denver | 2000-05-25 | 555 | 71.1 | 39.6692 | -105.0018 | ARP | Combined cycle | Pipeline Natural Gas |  | Selective Catalytic Reduction | Electric Utility |  | 0.0383 | 5.544 | 301871.423 | 0.0271 | 2.807 | 274265.14 | 0.029 | 5.651 | 501074.656 | 0.0459 | 7.904 | 398733.372 | 0.0374 | 8.847 | 579188.639 | 0.0311 | 4.725 | 420598.316 | 0.0302 | 5.618 | 487672.653 | 0.0453 | 6.022 | 331570.727 | 0.0525 | 9.5 | 482559.8 | 0.0593 | 9 | 371707.6 | 23.7 | Selective Catalytic Reduction | Existing SCR | 0.0271 | 0.0271 | 4.9 |  |  | 4.9
CO | Arapahoe Combustion Turbine Facility | 55200 | CT6 | Denver | 2000-05-25 | 555 | 71.1 | 39.6692 | -105.0018 | ARP | Combined cycle | Pipeline Natural Gas |  | Selective Catalytic Reduction | Electric Utility |  | 0.0355 | 5.404 | 322974.219 | 0.0285 | 2.802 | 283847.678 | 0.0288 | 5.93 | 514260.706 | 0.0344 | 6.06 | 396829.463 | 0.032 | 7.599 | 592967.961 | 0.0276 | 5.29 | 517918.559 | 0.0233 | 4.326 | 477637.833 | 0.0391 | 5.542 | 342477.963 | 0.0408 | 7.7 | 505816.8 | 0.0401 | 5.8 | 385581.1 | 24.8 | Selective Catalytic Reduction | Existing SCR | 0.0233 | 0.0233 | 4.4 |  |  | 4.4
CO | Blue Spruce Energy Center | 55645 | CT-01 | Adams | 2003-01-01 | 2707 | 198.9 | 39.7436 | -104.68 | ARP | Combustion turbine | Pipeline Natural Gas | Diesel Oil | Dry Low NOx Burners<br>Water Injection | Electric Utility |  | 0.037 | 17.679 | 1242189.864 | 0.0392 | 7.067 | 468947.039 | 0.0401 | 14.742 | 870095.638 | 0.0389 | 15.041 | 887808.989 | 0.0842 | 54.93 | 1353469.985 | 0.0454 | 26.751 | 1346978.073 | 0.0345 | 19.736 | 1302808.083 | 0.0421 | 14.898 | 940142.264 | 0.038 | 15.8 | 1092837.8 | 0.0439 | 9.7 | 606455.4 | 11 | Dry Low NOx Burners<br>Water Injection | Low Ozone Season Rate | 0.0345 | 0.0345 | 14.3 |  |  | 14.3
CO | Blue Spruce Energy Center | 55645 | CT-02 | Adams | 2003-04-01 | 2707 | 198.9 | 39.7436 | -104.68 | ARP | Combustion turbine | Pipeline Natural Gas | Diesel Oil | Dry Low NOx Burners<br>Water Injection | Electric Utility |  | 0.0391 | 14.514 | 987211.526 | 0.0444 | 5.369 | 329948.358 | 0.0448 | 13.825 | 692301.631 | 0.043 | 11.681 | 710315.579 | 0.0775 | 37.105 | 1085646.054 | 0.0407 | 18.542 | 1056599.354 | 0.0374 | 16.415 | 1064478.888 | 0.0449 | 11.174 | 723924.971 | 0.0353 | 12.5 | 901134.7 | 0.0451 | 5.7 | 361251.8 | 9.1 | Dry Low NOx Burners<br>Water Injection | Low Ozone Season Rate | 0.0353 | 0.0353 | 12.5 |  |  | 12.5
CO | Brush Power Projects | 10682 | GT2 | Morgan | 2000-05-29 | 734 | 25 | 40.2415 | -103.631 | ARP | Combustion turbine | Pipeline Natural Gas |  | Water Injection | Electric Utility |  | 0.0943 | 2.802 | 60871.999 | 0.1053 | 0.565 | 10919.549 | 0.1176 | 0.242 | 4023.794 | 0.1008 | 2.952 | 60859.062 | 0.0914 | 11.49 | 264109.763 | 0.1076 | 1.923 | 37553.77 | 0.0983 | 2.607 | 55121.811 | 0.0979 | 3.107 | 65353.389 | 0.0982 | 2.6 | 58479.2 | 0.0922 | 1.3 | 28519.6 | 2.2 | Water Injection | Low Ozone Season Rate | 0.0914 | 0.0914 | 2.4 |  |  | 2.4
CO | Brush Power Projects | 10682 | GT4 | Morgan | 2001-02-19 | 827 | 25 | 40.2415 | -103.631 | ARP | Combined cycle | Pipeline Natural Gas |  | Water Injection | Electric Utility |  | 0.0937 | 9.779 | 231267.183 | 0.0969 | 1.519 | 34470.503 | 0.0909 | 4.478 | 106280.655 | 0.0876 | 7.18 | 173940.547 | 0.0907 | 28.39 | 681643.785 | 0.0981 | 4.831 | 109984.387 | 0.091 | 7.793 | 190779.784 | 0.0945 | 9.854 | 222985.737 | 0.0931 | 7.7 | 178629.4 | 0.0784 | 4.6 | 121612 | 5.9 | Water Injection | Low Ozone Season Rate | 0.0784 | 0.0784 | 6.5 |  |  | 6.5
CO | Brush Power Projects | 10682 | GT5 | Morgan | 2001-02-19 | 804 | 37 | 40.2415 | -103.631 | ARP | Combined cycle | Pipeline Natural Gas |  | Water Injection | Electric Utility |  | 0.0872 | 8.466 | 207416.77 | 0.095 | 1.293 | 28825.752 | 0.0866 | 4.456 | 108817.031 | 0.0863 | 7.165 | 177793.927 | 0.085 | 26.082 | 645254.018 | 0.1015 | 5.251 | 111423.997 | 0.08 | 6.892 | 184776.901 | 0.0966 | 9.497 | 212625.74 | 0.1024 | 8.7 | 187455.9 | 0.0892 | 4.7 | 112515 | 6.3 | Water Injection | Low Ozone Season Rate | 0.08 | 0.08 | 6.8 |  |  | 6.8
CO | Cameo | 468 | 2 | Mesa | 1960-03-28 | 514 | 44 | 39.1486 | -108.3189 | ARP | Dry bottom wall-fired boiler | Coal | Natural Gas | Low NOx Burner Technology w/ Overfire Air | Electric Utility | Electric Services | 0.3455 | 341.101 | 1967857.321 | 0.3509 | 309.207 | 1744278.83 | 0.3242 | 262.723 | 1611666.612 | 0.3444 | 306.457 | 1763658.254 | 0.3554 | 264.782 | 1484330.79 | 0.3399 | 304.358 | 1789032.861 | 0.3264 | 206.105 | 1286673.39 | 0.3031 | 189.459 | 1256841.352 | [6 empty] | 0 |  | New SNCR | 0.3031 | 0.18186 | 0 | Shutdown | Gas Combined Cycle Replacement/No operation 2011 | 0 | 0
CO | Cherokee | 469 | 1 | Adams | 1957-09-01 | 1700 | 125 | 39.8034 | -104.9458 | ARP | Dry bottom vertically-fired boiler | Coal | Natural Gas | Low NOx Burner Technology w/ Overfire Air | Electric Utility | Electric Services | 0.3056 | 670.602 | 4292426.932 | 0.3443 | 599.214 | 3420464.925 | 0.3302 | 525.067 | 3116952.223 | 0.3064 | 519.764 | 3338617.446 | 0.3326 | 643.542 | 3849141.647 | 0.492 | 1160.574 | 4010404.696 | 0.3206 | 569.712 | 3493452.339 | 0.2963 | 420.074 | 2770301.294 | 0.3183 | 628.6 | 3883824.1 |  |  |  | 62.2 |  | New SCR | 0.2963 | 0.06 | 118.5 | Shutdown | Gas Combined Cycle Replacement | 18.4 | 610.2
CO | Cherokee | 469 | 2 | Adams | 1959-05-01 | 1440 | 125 | 39.8034 | -104.9458 | ARP | Dry bottom vertically-fired boiler | Coal | Natural Gas | Overfire Air | Electric Utility | Electric Services | 0.6082 | 1117.745 | 3548177.966 | 0.6024 | 917.606 | 2942211.595 | 0.6675 | 1275.456 | 3704423.636 | 0.7093 | 1249.165 | 3495073.025 | 0.6946 | 1367.646 | 3929627.378 | 0.7904 | 1630.23 | 4083758.719 | 0.9089 | 1077.577 | 2317749.631 | 0.7533 | 1582.027 | 4227204.289 | 0.7079 | 1329.7 | 3526751.9 |  |  |  | 66.7 |  | New SCR | 0.6024 | 0.06024 | 113.1 | Shutdown | Gas Combined Cycle Replacement | 16.8 | 1312.9
CO | Cherokee | 469 | 3 | Adams | 1962-04-01 | 2355 | 170.5 | 39.8034 | -104.9458 | ARP | Dry bottom wall-fired boiler | Coal | Natural Gas | Low NOx Burner Technology w/ Overfire Air | Electric Utility | Electric Services | 0.2982 | 799.002 | 5356961.863 | 0.286 | 760.294 | 5260201.417 | 0.3552 | 918.818 | 5146607.587 | 0.3061 | 815.546 | 5265036.153 | 0.3043 | 710.854 | 4580813.291 | 0.3338 | 846.064 | 4978846.279 | 0.3418 | 802.678 | 4566995.418 | 0.3607 | 1035.77 | 5677740.906 | 0.3498 | 496.5 | 2777041.5 | 0.312 | 622.9 | 3579464.2 | 32.1 |  | New SCR | 0.286 | 0.06 | 85.2 | Shutdown | Gas Combined Cycle Replacement | 13.2 | 483.3
CO | Cherokee | 469 | 4 | Adams | 1968-11-01 | 4725 | 380.8 | 39.8034 | -104.9458 | ARP | Tangentially-fired | Coal | Natural Gas | Low NOx Burner Technology w/ Closed-coupled/Separated OFA | Electric Utility | Electric Services | 0.3138 | 1748.683 | 10900000 | 0.3298 | 1746.015 | 10400000 | 0.2991 | 1695.331 | 11200000 | 0.3219 | 1961.253 | 12000000 | 0.3445 | 2023.663 | 11500000 | 0.3111 | 1705.975 | 10700000 | 0.3274 | 1679.328 | 10100000 | 0.2631 | 852.469 | 6163185.987 | 0.2966 | 1702.7 | 11300000 | 0.286 | 1239.5 | 8407355.2 | 65.4 |  | New SCR | 0.2631 | 0.06 | 344.4 | Shutdown | Gas Combined Cycle Replacement | 53.7 | 1649
CO | Comanche (470) | 470 | 1 | Pueblo | 1973-06-01 | 3500 | 382.5 | 38.2081 | -104.5747 | ARP | Tangentially-fired | Coal | Natural Gas |  | Electric Utility | Electric Services | 0.3459 | 2088.843 | 11700000 | 0.3015 | 1290.816 | 8076386.263 | 0.3121 | 1668.786 | 10300000 | 0.3167 | 1865.654 | 11700000 | 0.3271 | 1611.1 | 9619425.573 | 0.309 | 1244.468 | 7827016.639 | 0.1176 | 620.374 | 10500000 | 0.1253 | 515.801 | 8083529.587 | 0.1225 | 517.9 | 8272195.5 | 0.1232 | 532.4 | 8623206.3 | 64.4 |  | New SCR | 0.1176 | 0.06 | 253.7 |  |  | 253.7
CO | Comanche (470) | 470 | 2 | Pueblo | 1975-11-01 | 4350 | 396 | 38.2081 | -104.5747 | ARP | Dry bottom wall-fired boiler | Coal | Natural Gas | Overfire Air | Electric Utility | Electric Services | 0.2673 | 1864.794 | 13900000 | 0.2763 | 1812.304 | 13000000 | 0.2893 | 1701.563 | 11400000 | 0.3209 | 2110.598 | 13100000 | 0.2885 | 1496.423 | 10300000 | 0.1751 | 1128.185 | 12700000 | 0.1709 | 1090.915 | 12600000 | 0.1568 | 605.792 | 7619800.131 | 0.1531 | 707.9 | 9063146.9 | 0.1672 | 1009.1 | 12000000 | 56.7 |  | New SCR | 0.1531 | 0.06 | 277.4 |  |  | 277.4
CO | Comanche (470) | 470 | 3 | Pueblo | 2010-01-11 | 9050 | 856.8 | 38.2081 | -104.5747 | ARP | Tangentially-fired | Coal | Natural Gas | Selective Catalytic Reduction | Electric Utility | Electric Services | [21 empty] | 0.066 | 618.452 | 18700000 | 0.0644 | 499.7 | 15700000 | 0.0693 | 814 | 23500000 | 47.2 | SCR | Existing SCR | 0.0644 | 0.0644 | 499.7 |  |  | 499.7
CO | Craig | 6021 | C1 | Moffat | 1980-07-01 | 6000 | 446.4 | 40.4627 | -107.5912 | ARP | Dry bottom wall-fired boiler | Coal | Pipeline Natural Gas | Low NOx Burner Technology w/ Overfire Air (Began Sep 13, 2003)<br>Low NOx Burner Technology (Dry Bottom only) (Retired Sep 30, 2003) | Electric Utility | Electric Services | 0.3748 | 2549.397 | 13600000 | 0.2613 | 2329.816 | 17800000 | 0.2781 | 2407.886 | 17300000 | 0.2766 | 2230.279 | 16100000 | 0.2847 | 2338.818 | 16300000 | 0.2768 | 2047.299 | 14800000 | 0.2861 | 1970.172 | 13800000 | 0.2852 | 2126.597 | 14800000 | 0.2707 | 1759.6 | 12500000 | 0.2847 | 1926.2 | 13400000 | 56.8 |  | New SCR | 0.2613 | 0.06 | 390 |  |  | 390
CO | Craig | 6021 | C2 | Moffat | 1979-11-01 | 6000 | 446.4 | 40.4627 | -107.5912 | ARP | Dry bottom wall-fired boiler | Coal | Pipeline Natural Gas | Low NOx Burner Technology (Dry Bottom only) | Electric Utility | Electric Services | 0.4051 | 3419.316 | 16700000 | 0.2875 | 2482.953 | 17200000 | 0.2702 | 2110.884 | 15500000 | 0.2655 | 2242.529 | 16800000 | 0.2725 | 2262.63 | 16500000 | 0.2761 | 2277.749 | 16400000 | 0.271 | 2003.484 | 14700000 | 0.277 | 1942.495 | 13900000 | 0.2728 | 1915.1 | 13800000 | 0.2805 | 1924.8 | 13600000 | 62.7 |  | New SCR | 0.2655 | 0.06 | 421.2 |  |  | 421.2
CO | Craig | 6021 | C3 | Moffat | 1984-10-01 | 6000 | 534.8 | 40.4627 | -107.5912 | ARP | Dry bottom wall-fired boiler | Coal | Pipeline Natural Gas | Low NOx Burner Technology (Dry Bottom only) | Electric Utility | Electric Services | 0.3489 | 2389.459 | 13600000 | 0.3775 | 2754.37 | 14500000 | 0.4173 | 3071.576 | 14700000 | 0.3934 | 2946.642 | 14900000 | 0.3814 | 2881.311 | 15000000 | 0.3615 | 2434.094 | 13300000 | 0.262 | 1609.606 | 11600000 | 0.2907 | 2231.617 | 15300000 | 0.2927 | 1959 | 13200000 | 0.2898 | 1992.4 | 13500000 | 59.8 |  | New SCR | 0.262 | 0.06 | 401.6 |  |  | 401.6
CO | Fort St. Vrain | 6112 | 2 | Weld | 1996-05-06 | 2242 | 175.1 | 40.2461 | -104.8742 | ARP | Combined cycle | Pipeline Natural Gas |  | Dry Low NOx Burners | Electric Utility |  | 0.0307 | 69.195 | 4400425.8 | 0.0265 | 51.938 | 3924324.357 | 0.0313 | 73.074 | 4634930.53 | 0.0288 | 62.49 | 4326413.667 | 0.0267 | 71.746 | 5306830.21 | 0.0267 | 63.563 | 4717051.697 | 0.0435 | 60.725 | 3051233.254 | 0.0558 | 92.152 | 3641910.988 | 0.035 | 65.1 | 3941172 | 0.0405 | 75.8 | 3776388 | 47.9 | Dry Low NOx Burners | Low Ozone Season Rate | 0.0265 | 0.0265 | 49.3 |  |  | 49.3
CO | Fort St. Vrain | 6112 | 3 | Weld | 1999-03-01 | 2242 | 175.1 | 40.2461 | -104.8742 | ARP | Combined cycle | Pipeline Natural Gas |  | Dry Low NOx Burners | Electric Utility |  | 0.0247 | 59.191 | 4589369.525 | 0.0216 | 48.843 | 4278896.546 | 0.0253 | 58.589 | 4458801.712 | 0.0286 | 57.814 | 3981989.491 | 0.0389 | 87.966 | 4659163.281 | 0.0288 | 65.65 | 4566811.799 | 0.1052 | 196.845 | 3969347.504 | 0.0521 | 86.084 | 3563765.068 | 0.0382 | 52 | 3002264.1 | 0.0389 | 62.9 | 3510218.3 | 36.5 | Dry Low NOx Burners | Low Ozone Season Rate | 0.0216 | 0.0216 | 29.4 |  |  | 29.4
CO | Fort St. Vrain | 6112 | 4 | Weld | 2001-05-03 | 2242 | 175.1 | 40.2461 | -104.8742 | ARP | Combined cycle | Pipeline Natural Gas |  | Selective Catalytic Reduction | Electric Utility |  | 0.0148 | 33.444 | 4644908.799 | 0.0148 | 30.767 | 4299522.653 | 0.0142 | 31.987 | 4547787.08 | 0.0134 | 32.412 | 4883981.802 | 0.0137 | 35.315 | 5364939.395 | 0.0129 | 28.447 | 4576414.998 | 0.0774 | 157.806 | 4479472.881 | 0.0265 | 45.773 | 3735773.447 | 0.0189 | 26.3 | 3562126.7 | 0.0169 | 26.1 | 3788325.1 | 43.3 | Selective Catalytic Reduction | Existing SCR | 0.0129 | 0.0129 | 17.9 |  |  | 17.9
CO | Fort St. Vrain | 6112 | 5 | Weld | 2009-04-22 | 1700 | 140.3 | 40.2461 | -104.8742 | ARP | Combustion turbine | Pipeline Natural Gas |  | Dry Low NOx Burners | Electric Utility | [22 empty] | 0.0402 | 4.793 | 307560.576 | 0.0322 | 7.9 | 565049.7 | 0.0364 | 7.2 | 491758.6 | 9.1 | Dry Low NOx Burners | Low Ozone Season Rate | 0.0322 | 0.0322 | 7.9 |  |  | 7.9
CO | Fort St. Vrain | 6112 | 6 | Weld | 2009-04-25 | 1700 | 140.3 | 40.2461 | -104.8742 | ARP | Combustion turbine | Pipeline Natural Gas |  | Dry Low NOx Burners | Electric Utility | [22 empty] | 0.0403 | 4.968 | 307339.318 | 0.0311 | 5.6 | 402696.9 | 0.0337 | 7.4 | 523589.8 | 6.5 | Dry Low NOx Burners | Low Ozone Season Rate | 0.0311 | 0.0311 | 5.6 |  |  | 5.6
CO | Fountain Valley Power Plant | 55453 | 1 | El Paso | 2001-07-08 | 440 | 38 | 38.5569 | -104.6875 | ARP | Combustion turbine | Pipeline Natural Gas |  | Water Injection | Electric Utility |  | 0.0958 | 20.494 | 452871.9 | 0.0953 | 8.56 | 197110.85 | 0.1115 | 16.115 | 318053.9 | 0.0993 | 17.229 | 372818.75 | 0.1014 | 22.304 | 468761.352 | 0.1131 | 27.339 | 510212.227 | 0.1066 | 19.415 | 388167.936 | 0.0971 | 19.162 | 415841.999 | 0.1054 | 18.7 | 380271.1 | 0.1141 | 20.7 | 394283.2 | 23.5 | Water Injection | Low Ozone Season Rate | 0.0953 | 0.0953 | 16.9 |  |  | 16.9
CO | Fountain Valley Power Plant | 55453 | 2 | El Paso | 2001-07-14 | 425 | 38 | 38.5569 | -104.6875 | ARP | Combustion turbine | Pipeline Natural Gas |  | Water Injection | Electric Utility |  | 0.0934 | 19.519 | 433011 | 0.0945 | 7.666 | 179352.375 | 0.1001 | 12.365 | 266686.275 | 0.1015 | 16.098 | 342560.4 | 0.106 | 18.619 | 375262.008 | 0.1019 | 21.486 | 448629.722 | 0.0909 | 20.726 | 485394.003 | 0.0936 | 15.725 | 363123.773 | 0.1026 | 13.3 | 280144.4 | 0.1122 | 17.7 | 341930.7 | 18 | Water Injection | Low Ozone Season Rate | 0.0909 | 0.0909 | 11.8 |  |  | 11.8
CO | Fountain Valley Power Plant | 55453 | 3 | El Paso | 2001-07-24 | 420 | 38 | 38.5569 | -104.6875 | ARP | Combustion turbine | Pipeline Natural Gas |  | Water Injection | Electric Utility |  | 0.0955 | 19.854 | 449144.125 | 0.1015 | 8.775 | 198680.025 | 0.1083 | 15.627 | 319845.55 | 0.1021 | 18.871 | 396046.15 | 0.1055 | 23.107 | 467671.905 | 0.1134 | 28.749 | 537187.847 | 0.0988 | 24.536 | 522002.932 | 0.0931 | 18.443 | 419928.542 | 0.1037 | 19.1 | 392927.4 | 0.1126 | 21.6 | 410124.5 | 25.5 | Water Injection | Low Ozone Season Rate | 0.0931 | 0.0931 | 17.2 |  |  | 17.2
CO | Fountain Valley Power Plant | 55453 | 4 | El Paso | 2001-07-25 | 420 | 38 | 38.5569 | -104.6875 | ARP | Combustion turbine | Pipeline Natural Gas |  | Water Injection | Electric Utility |  | 0.0915 | 17.447 | 404867.85 | 0.0993 | 7.473 | 165576.625 | 0.1074 | 12.033 | 242178.325 | 0.0977 | 13.313 | 290926.2 | 0.1097 | 18.041 | 350482.532 | 0.1097 | 21.089 | 409835.484 | 0.0983 | 19.829 | 427295.171 | 0.1012 | 14.951 | 316917.29 | 0.108 | 12.3 | 245704.3 | 0.1097 | 15.2 | 301087.2 | 15.9 | Water Injection | Low Ozone Season Rate | 0.0915 | 0.0915 | 10.4 |  |  | 10.4
CO | Fountain Valley Power Plant | 55453 | 5 | El Paso | 2001-07-29 | 420 | 38 | 38.5569 | -104.6875 | ARP | Combustion turbine | Pipeline Natural Gas |  | Water Injection | Electric Utility |  | 0.1024 | 18.91 | 390773.95 | 0.1076 | 8.168 | 174413.875 | 0.1078 | 13.859 | 283963.975 | 0.107 | 16.994 | 338296.975 | 0.114 | 22.551 | 426520.9 | 0.1212 | 26.308 | 454153.651 | 0.1037 | 22.767 | 457154.175 | 0.0969 | 16.658 | 364935.308 | 0.1027 | 16.6 | 342881.7 | 0.1123 | 20 | 379499.2 | 22.2 | Water Injection | Low Ozone Season Rate | 0.0969 | 0.0969 | 15.7 |  |  | 15.7
CO | Fountain Valley Power Plant | 55453 | 6 | El Paso | 2001-08-01 | 420 | 38 | 38.5569 | -104.6875 | ARP | Combustion turbine | Pipeline Natural Gas |  | Water Injection | Electric Utility |  | 0.0872 | 16.067 | 386737.15 | 0.1076 | 7.928 | 162148.425 | 0.1006 | 11.492 | 242694.475 | 0.1052 | 14.24 | 289104 | 0.1125 | 17.157 | 327981.287 | 0.1169 | 21.466 | 392060.812 | 0.1039 | 19.901 | 408307.833 | 0.0981 | 14.499 | 318228.175 | 0.0997 | 10.1 | 227162.2 | 0.1182 | 15.9 | 300409.1 | 14.7 | Water Injection | Low Ozone Season Rate | 0.0872 | 0.0872 | 8.8 |  |  | 8.8
CO | Frank Knutson Station | 55505 | BR1 | Adams | 2002-04-09 | 912 | 77.1 | 39.9414 | -104.6817 | ARP | Combustion turbine | Pipeline Natural Gas | Diesel Oil | Dry Low NOx Burners<br>Water Injection | Electric Utility |  | 0.037 | 2.493 | 166095.45 | 0.0375 | 0.37 | 24670.25 | 0.0353 | 1.539 | 104621.475 | 0.038 | 1.496 | 100412.925 | 0.029 | 13.434 | 1043689.355 | 0.0345 | 1.454 | 107601.425 | 0.0334 | 4.917 | 365458.989 | 0.0882 | 0.461 | 11134.988 | 0.0427 | 0.7 | 44832.1 | 0.0347 | 0.9 | 71187.2 | 1.3 | Dry Low NOx Burners<br>Water Injection | Low Ozone Season Rate | 0.029 | 0.029 | 0.5 |  |  | 0.5
CO | Frank Knutson Station | 55505 | BR2 | Adams | 2002-04-19 | 906 | 77.1 | 39.9414 | -104.6817 | ARP | Combustion turbine | Pipeline Natural Gas | Diesel Oil | Dry Low NOx Burners<br>Water Injection | Electric Utility |  | 0.0321 | 2.117 | 164163.4 | 0.0356 | 0.271 | 20444.975 | 0.0313 | 1.234 | 102113.75 | 0.0305 | 1.017 | 86604.85 | 0.0267 | 13.034 | 1109593.122 | 0.0392 | 1.702 | 110193.792 | 0.0341 | 4.989 | 364972.817 | 0.0798 | 0.543 | 15342.413 | 0.0523 | 0.8 | 49324.8 | 0.0471 | 0.4 | 30362.6 | 1.5 | Dry Low NOx Burners<br>Water Injection | Low Ozone Season Rate | 0.0267 | 0.0267 | 0.4 |  |  | 0.4
CO | Front Range Power Plant | 55283 | 1 | El Paso | 2002-12-06 | 2100 | 154 | 38.6281 | -104.7069 | ARP | Combined cycle | Pipeline Natural Gas |  | Dry Low NOx Burners | Electric Utility |  | 0.0521 | 53.13 | 2943570.148 | 0.041 | 59.993 | 3796513.874 | 0.0364 | 51.424 | 3530107.45 | 0.0408 | 53.889 | 3351885.721 | 0.0326 | 76.275 | 4783480.662 | 0.0519 | 54.809 | 2788414.686 | 0.0423 | 59.203 | 3200426.533 | 0.0427 | 39.111 | 2217668.554 | 0.0277 | 28 | 2177641 | 0.0364 | 57.6 | 3206496 | 28.2 | Dry Low NOx Burners | Low Ozone Season Rate | 0.0277 | 0.0277 | 28 |  |  | 28
CO | Front Range Power Plant | 55283 | 2 | El Paso | 2002-12-08 | 2100 | 154 | 38.6281 | -104.7069 | ARP | Combined cycle | Pipeline Natural Gas |  | Dry Low NOx Burners | Electric Utility |  | 0.0406 | 49.216 | 3055504.358 | 0.0356 | 60.273 | 3950371.745 | 0.0471 | 74.708 | 3584996.415 | 0.0343 | 41.728 | 2968157.464 | 0.0237 | 51.461 | 4476835.626 | 0.0538 | 71.682 | 2946120.278 | 0.0435 | 55.147 | 3015088.664 | 0.0361 | 40.977 | 2653862.514 | 0.0373 | 40.5 | 2522711.7 | 0.0463 | 45.4 | 2565564.2 | 32.7 | Dry Low NOx Burners | Low Ozone Season Rate | 0.0237 | 0.0237 | 25.7 |  |  | 25.7
CO | Hayden | 525 | H1 | Routt | 1965-07-01 | 2365 | 163.2 | 40.4856 | -107.185 | ARP | Dry bottom wall-fired boiler | Coal | Diesel Oil, Natural Gas | Low NOx Burner Technology w/ Overfire Air | Electric Utility | Electric Services | 0.4268 | 1270.393 | 5785489.709 | 0.4277 | 1652.532 | 7709461.513 | 0.4231 | 1642.945 | 7743724.247 | 0.4288 | 1530.871 | 7014100.396 | 0.4255 | 1703.045 | 7972856.943 | 0.3972 | 1483.998 | 7398697.53 | 0.4149 | 1249.388 | 5810908.33 | 0.4304 | 1647.325 | 7616702.484 | 0.4384 | 1572.2 | 7077926.5 | 0.4301 | 873.4 | 3794653 | 81.5 |  | New SCR | 0.3972 | 0.06 | 215.2 |  |  | 215.2
CO | Hayden | 525 | H2 | Routt | 1976-09-01 | 3000 | 275.4 | 40.4856 | -107.185 | ARP | Tangentially-fired | Coal | Diesel Oil | Low NOx Burner Technology w/ Closed-coupled/Separated OFA | Electric Utility | Electric Services | 0.3207 | 1572.697 | 9799503.551 | 0.3247 | 1448.916 | 8811805.872 | 0.3255 | 1692.87 | 10300000 | 0.3245 | 1685.507 | 10300000 | 0.3161 | 1422.524 | 8797425.833 | 0.3147 | 1437.633 | 8856897.973 | 0.3193 | 1503.959 | 9356633.729 | 0.3218 | 1484.402 | 9196359.408 | 0.3074 | 826.5 | 5095775.3 | 0.321 | 1201.5 | 7432590.4 | 46.3 |  | New SCR | 0.3074 | 0.06 | 161.3 |  |  | 161.3
CO | Lamar | 508 | 8 | Prowers | 2009-05-18 | 795 |  | 38.0921 | -102.6148 | ARP | Circulating fluidized bed boiler | Coal |  |  | Electric Utility | [19 empty] | 0.735 | 93.935 | 255604.65 | 0.2793 | 182.469 | 1269758.65 | 0.2075 | 37.6 | 344556.4 |  |  |  | 11.8 |  | New SNCR | 0.2075 | 0.1245 | 22.6 |  |  | 22.6
CO | Limon Generating Station | 55504 | L1 | Lincoln | 2001-12-13 | 906 | 77.1 | 39.2038 | -103.7005 | ARP | Combustion turbine | Pipeline Natural Gas | Diesel Oil | Dry Low NOx Burners<br>Water Injection | Electric Utility |  | 0.0534 | 3.127 | 168344.975 | 0.0375 | 0.333 | 25526.8 | 0.0284 | 1.656 | 125005.275 | 0.0282 | 1.992 | 149902.9 | 0.025 | 7.022 | 578175.583 | 0.0259 | 1.277 | 104376.954 | 0.0278 | 1.177 | 105201.96 | 0.0758 | 1.716 | 54636.31 | 0.0465 | 1.6 | 104412.4 | 0.0351 | 6.5 | 532882.5 | 3.1 | Dry Low NOx Burners<br>Water Injection | Low Ozone Season Rate | 0.025 | 0.025 | 0.9 |  |  | 0.9
CO | Limon Generating Station | 55504 | L2 | Lincoln | 2001-12-21 | 967.3 | 77.1 | 39.2038 | -103.7005 | ARP | Combustion turbine | Pipeline Natural Gas | Diesel Oil | Dry Low NOx Burners<br>Water Injection | Electric Utility |  | 0.0759 | 7.316 | 246478.9 | 0.0622 | 0.211 | 9699.45 | 0.0359 | 0.806 | 67897.85 | 0.0322 | 1.903 | 156186.05 | 0.03 | 9.431 | 842699.846 | 0.0693 | 0.479 | 19398.11 | 0.0344 | 0.996 | 79324.607 | 0.0721 | 1.334 | 47562.336 | 0.0475 | 1.2 | 69103.8 | 0.031 | 9.4 | 735293.5 | 1.9 | Dry Low NOx Burners<br>Water Injection | Low Ozone Season Rate | 0.03 | 0.03 | 0.7 |  |  | 0.7
CO | Manchief Generating Station | 55127 | CT1 | Morgan | 2000-07-14 | 1447 | 150 | 40.2179 | -103.686 | ARP | Combustion turbine | Pipeline Natural Gas |  | Dry Low NOx Burners | Electric Utility |  | 0.061 | 28.517 | 1083965.125 | 0.0785 | 4.749 | 147423.425 | 0.0681 | 7.623 | 264126.075 | 0.0641 | 8.563 | 331858.05 | 0.0586 | 33.976 | 1384904.725 | 0.073 | 12.773 | 449323.15 | 0.073 | 24.85 | 853274.736 | 0.0753 | 16.274 | 561190.507 | 0.0688 | 14.7 | 491065 | 0.0709 | 15.4 | 532336.8 | 9.2 | Dry Low NOx Burners | Low Ozone Season Rate | 0.0586 | 0.0586 | 12.5 |  |  | 12.5
CO | Manchief Generating Station | 55127 | CT2 | Morgan | 2000-07-21 | 1553 | 150 | 40.2179 | -103.686 | ARP | Combustion turbine | Pipeline Natural Gas |  | Dry Low NOx Burners | Electric Utility |  | 0.0641 | 28.958 | 1032589.9 | 0.0644 | 2.301 | 79030.55 | 0.0681 | 9.532 | 346898.625 | 0.0712 | 12.777 | 452932.125 | 0.0588 | 37.229 | 1456578.275 | 0.0693 | 14.652 | 519288.95 | 0.0689 | 18.934 | 653981.305 | 0.0681 | 22.194 | 768723.443 | 0.0634 | 22 | 802492.2 | 0.0606 | 18.4 | 681615.8 | 14.1 | Dry Low NOx Burners | Low Ozone Season Rate | 0.0588 | 0.0588 | 20.4 |  |  | 20.4
CO | Martin Drake | 492 | 5 | El Paso | 1962-10-28 | 625 | 50 | 38.8244 | -104.8331 | ARP | Dry bottom wall-fired boiler | Coal | Pipeline Natural Gas | Low NOx Burner Technology (Dry Bottom only) | Electric Utility | Electric Services | 0.4343 | 338.129 | 1551106.075 | 0.4208 | 297.171 | 1386387.1 | 0.4333 | 357.282 | 1627263.45 | 0.3906 | 332.792 | 1689869.275 | 0.4107 | 336.322 | 1610912.9 | 0.363 | 327.961 | 1797179.207 | 0.3877 | 317.355 | 1631767.374 | 0.3137 | 297.047 | 1891161.967 | 0.3076 | 239.2 | 1541207.9 | 0.3298 | 293.2 | 1770075.6 | 67.2 |  | New SNCR | 0.3076 | 0.18456 | 143.5 |  |  | 143.5
CO | Martin Drake | 492 | 6 | El Paso | 1968-07-27 | 1075 | 75 | 38.8244 | -104.8331 | ARP | Dry bottom wall-fired boiler | Coal | Pipeline Natural Gas | Low NOx Burner Technology (Dry Bottom only) | Electric Utility | Electric Services | 0.382 | 556.704 | 2915204.225 | 0.4045 | 583.987 | 2902294.1 | 0.3885 | 592.121 | 3024685.7 | 0.3861 | 582.135 | 3024063.5 | 0.4262 | 656.118 | 3059402.9 | 0.4212 | 627.958 | 2941110.37 | 0.3971 | 602.853 | 3006929.049 | 0.3311 | 433.166 | 2553228.003 | 0.3285 | 443.2 | 2665652.3 | 0.2993 | 393.7 | 2618441.2 | 67.5 |  | New SCR | 0.2993 | 0.06 | 81 |  |  | 81
CO | Martin Drake | 492 | 7 | El Paso | 1974-06-14 | 1600 | 132 | 38.8244 | -104.8331 | ARP | Dry bottom wall-fired boiler | Coal | Pipeline Natural Gas | Low NOx Burner Technology (Dry Bottom only) | Electric Utility | Electric Services | 0.3484 | 887.796 | 5073165.525 | 0.3744 | 689.553 | 3618670.025 | 0.4397 | 1159.847 | 5263493.8 | 0.3299 | 800.227 | 4826250.175 | 0.412 | 996.813 | 4803686.8 | 0.4238 | 910.009 | 4237420.749 | 0.4296 | 1075.193 | 4976177.9 | 0.3776 | 752.899 | 3972458.859 | 0.3616 | 589.9 | 3156266.7 | 0.3708 | 536 | 2818973.8 | 53.7 |  | New SCR | 0.3299 | 0.06 | 97.9 |  |  | 97.9
CO | Nucla | 527 | 1 | Montrose | 1990-06-01 | 1725 | 79.3 | 38.2387 | -108.5083 | ARP | Circulating fluidized bed boiler | Coal | Other Gas | Other | Electric Utility | Electric Services | 0.3388 | 681.532 | 3982032.136 | 0.3521 | 650.867 | 3653472.542 | 0.3943 | 748.421 | 3728193.806 | 0.3836 | 705.132 | 3617292.911 | 0.4243 | 743.158 | 3420864.404 | 0.4125 | 732.179 | 3490073.602 | 0.4063 | 682.921 | 3309996.749 | 0.3827 | 590.433 | 3056969.287 | 0.3201 | 505.9 | 3067729.6 | 0.2744 | 385.1 | 2789484.9 | 48.4 |  | New SCR | 0.2744 | 0.06 | 94.8 |  |  | 94.8
CO | Pawnee | 6248 | 1 | Morgan | 1981-12-02 | 6000 | 552.3 | 40.2217 | -103.6803 | ARP | Dry bottom wall-fired boiler | Coal | Natural Gas | Low NOx Burner Technology w/ Overfire Air | Electric Utility | Electric Services | 0.2335 | 2199.616 | 18900000 | 0.2112 | 1781.814 | 16700000 | 0.2114 | 1632.022 | 15200000 | 0.2144 | 1913.224 | 18200000 | 0.2152 | 1785.143 | 16400000 | 0.2369 | 1923.482 | 16000000 | 0.1777 | 571.263 | 5909204.23 | 0.2119 | 1424.755 | 13000000 | 0.2282 | 1562.7 | 13600000 | 0.1815 | 1286.7 | 13900000 | 61.6 |  | New SCR | 0.1777 | 0.06 | 410.9 |  |  | 410.9
CO | Pueblo Airport Generating Station | 56998 | CT01 | Pueblo | 2011-09-29 | 842 | 100 | 38.322 | -104.533 | ARP | Combustion turbine | Pipeline Natural Gas |  | Water Injection<br>Selective Catalytic Reduction | Electric Utility | [28 empty] | 0.0125 | 1.3 | 267952.2 | 0 | Water Injection<br>Selective Catalytic Reduction | Existing SCR | 0.0125 | 0.0125 | 0 |  |  | 0
CO | Pueblo Airport Generating Station | 56998 | CT02 | Pueblo | 2011-10-04 | 842 | 100 | 38.322 | -104.533 | ARP | Combustion turbine | Pipeline Natural Gas |  | Water Injection<br>Selective Catalytic Reduction | Electric Utility | [28 empty] | 0.0108 | 1.7 | 407113.8 | 0 | Water Injection<br>Selective Catalytic Reduction | Existing SCR | 0.0108 | 0.0108 | 0 |  |  | 0
CO | Pueblo Airport Generating Station | 56998 | CT04 | Pueblo | 2011-09-27 | 408.1 | 40 | 38.322 | -104.533 | ARP | Combined cycle | Pipeline Natural Gas |  | Water Injection<br>Selective Catalytic Reduction | Electric Utility | [28 empty] | 0.0088 | 2.8 | 839687.8 | 0 | Water Injection<br>Selective Catalytic Reduction | Existing SCR | 0.0088 | 0.0088 | 0 |  |  | 0
CO | Pueblo Airport Generating Station | 56998 | CT05 | Pueblo | 2011-09-29 | 408.1 | 40 | 38.322 | -104.533 | ARP | Combined cycle | Pipeline Natural Gas |  | Water Injection<br>Selective Catalytic Reduction | Electric Utility | [28 empty] | 0.0153 | 4.6 | 792952.9 | 0 | Water Injection<br>Selective Catalytic Reduction | Existing SCR | 0.0153 | 0.0153 | 0 |  |  | 0
CO | Pueblo Airport Generating Station | 56998 | CT06 | Pueblo | 2011-10-24 | 408.1 | 40 | 38.322 | -104.533 | ARP | Combined cycle | Pipeline Natural Gas |  | Water Injection<br>Selective Catalytic Reduction | Electric Utility | [28 empty] | 0.008 | 2 | 695978.2 | 0 | Water Injection<br>Selective Catalytic Reduction | Existing SCR | 0.008 | 0.008 | 0 |  |  | 0
CO | Pueblo Airport Generating Station | 56998 | CT07 | Pueblo | 2011-10-24 | 408.1 | 40 | 38.322 | -104.533 | ARP | Combined cycle | Pipeline Natural Gas |  | Water Injection<br>Selective Catalytic Reduction | Electric Utility | [28 empty] | 0.018 | 3.3 | 641070.3 | 0 | Water Injection<br>Selective Catalytic Reduction | Existing SCR | 0.018 | 0.018 | 0 |  |  | 0
CO | Rawhide Energy Station | 6761 | 101 | Larimer | 1984-04-01 | 3500 | 293.6 | 40.8611 | -105.0206 | ARP | Tangentially-fired | Coal |  | Low NOx Burner Technology w/ Closed-coupled OFA | Electric Utility | Electric Services | 0.3315 | 1838.849 | 11100000 | 0.3359 | 1901.459 | 11300000 | 0.3416 | 1846.871 | 10800000 | 0.164 | 888.274 | 10800000 | 0.1618 | 794.267 | 9851814.094 | 0.1731 | 793.112 | 9209781.151 | 0.1703 | 868.311 | 10200000 | 0.1652 | 745.801 | 9023639.864 | 0.163 | 744.7 | 9117446.7 | 0.1232 | 608.6 | 9856645.1 | 70.9 |  | New SCR | 0.1232 | 0.06 | 274.1 |  |  | 274.1
CO | Rawhide Energy Station | 6761 | A | Larimer | 2002-06-07 | 900 | 89.3 | 40.8611 | -105.0206 | ARP | Combustion turbine | Pipeline Natural Gas |  | Dry Low NOx Burners | Electric Utility |  | 0.0469 | 3.991 | 254662.728 | 0.0536 | 0.57 | 31477.711 | 0.0581 | 0.64 | 36598.362 | 0.0483 | 1.111 | 69144.089 | 0.0389 | 5.143 | 389364.574 | 0.0467 | 0.511 | 30278.917 | 0.0515 | 0.139 | 8019.064 | 0.0388 | 0.931 | 65132.446 | 0.0535 | 0.2 | 11628.4 | 0.039 | 0.2 | 10443.9 | 0.4 | Dry Low NOx Burners | Low Ozone Season Rate | 0.0388 | 0.0388 | 0.2 |  |  | 0.2
CO | Rawhide Energy Station | 6761 | B | Larimer | 2002-08-24 | 900 | 89.3 | 40.8611 | -105.0206 | ARP | Combustion turbine | Pipeline Natural Gas |  | Dry Low NOx Burners | Electric Utility |  | 0.0507 | 4.058 | 237812.526 | 0.0447 | 1.453 | 93795.526 | 0.0464 | 1.638 | 102018.515 | 0.043 | 2.812 | 186219.188 | 0.0485 | 3.032 | 194365.418 | 0.0424 | 1.757 | 122046.054 | 0.0348 | 0.177 | 13260.595 | 0.0466 | 1.085 | 66776.742 | 0.0429 | 0.4 | 29696.1 | 0.0384 | 0.5 | 36064.2 | 0.9 | Dry Low NOx Burners | Low Ozone Season Rate | 0.0348 | 0.0348 | 0.4 |  |  | 0.4
CO | Rawhide Energy Station | 6761 | C | Larimer | 2002-10-01 | 900 | 89.3 | 40.8611 | -105.0206 | ARP | Combustion turbine | Pipeline Natural Gas |  | Dry Low NOx Burners | Electric Utility |  | 0.0448 | 3.857 | 242057.473 | 0.0431 | 0.793 | 51359.335 | 0.0397 | 0.956 | 65438.682 | 0.0495 | 1.461 | 85837.433 | 0.044 | 4.355 | 280782.594 | 0.0413 | 1.228 | 82851.985 | 0.0485 | 0.608 | 40332.74 | 0.0418 | 1.078 | 77844.585 | 0.0432 | 0.2 | 15220.5 | 0.043 | 0.2 | 14135.2 | 0.5 | Dry Low NOx Burners | Low Ozone Season Rate | 0.0397 | 0.0397 | 0.2 |  |  | 0.2
CO | Rawhide Energy Station | 6761 | D | Larimer | 2004-06-03 | 900 | 89.3 | 40.8611 | -105.0206 | ARP | Combustion turbine | Pipeline Natural Gas |  | Dry Low NOx Burners | Electric Utility |  |  |  |  | 0.0773 | 1.706 | 41556.241 | 0.043 | 0.37 | 22523.874 | 0.0409 | 2.249 | 148410.761 | 0.0414 | 4.673 | 296791.478 | 0.0475 | 0.94 | 61592.929 | 0.0392 | 0.495 | 33299.467 | 0.0456 | 0.89 | 58831.981 | 0.046 | 0.4 | 27292.6 | 0.0425 | 0.1 | 6982.6 | 0.8 | Dry Low NOx Burners | Low Ozone Season Rate | 0.0392 | 0.0392 | 0.4 |  |  | 0.4
CO | Rawhide Energy Station | 6761 | F | Larimer | 2008-06-08 | 1700 | 149.6 | 40.8611 | -105.0206 | ARP | Combustion turbine | Pipeline Natural Gas |  | Dry Low NOx Burners | Electric Utility | [19 empty] | 0.0369 | 4.108 | 250895.41 | 0.0372 | 6.148 | 382587.057 | 0.0463 | 2.1 | 113989.1 | 0.0476 | 5.6 | 306791.9 | 1.8 | Dry Low NOx Burners | Low Ozone Season Rate | 0.0369 | 0.0369 | 1.7 |  |  | 1.7
CO | Ray D Nixon | 8219 | 1 | El Paso | 1980-04-04 | 2550 | 207 | 38.6306 | -104.7056 | ARP | Dry bottom wall-fired boiler | Coal | Diesel Oil | Low NOx Burner Technology (Dry Bottom only) | Electric Utility | Electric Services | 0.2517 | 889.115 | 7051107.55 | 0.2587 | 1022.902 | 7890458.3 | 0.2591 | 961.269 | 7314123.35 | 0.2587 | 965.267 | 7426228.775 | 0.2533 | 857.727 | 6730976.875 | 0.2563 | 1029.917 | 8003718.285 | 0.2245 | 793.844 | 6988557.252 | 0.2169 | 798.769 | 7348747.842 | 0.2223 | 846.4 | 7566556.8 | 0.2253 | 824.6 | 7306989.3 | 80.8 |  | New SCR | 0.2169 | 0.06 | 228.5 |  |  | 228.5
CO | Ray D Nixon | 8219 | 2 | El Paso | 1999-07-03 | 400 | 35.8 | 38.6306 | -104.7056 | ARP | Combustion turbine | Pipeline Natural Gas |  | Dry Low NOx Burners | Electric Utility |  | 0.0411 | 0.159 | 9706.775 | 0.0751 | 0.567 | 16841.325 | 0.0541 | 0.239 | 12803.575 | 0.0408 | 0.33 | 18673.6 | 0.0456 | 0.416 | 23220.25 | 0.05 | 0.374 | 20969.635 | 0.0449 | 0.152 | 8848.344 | 0.0382 | 0.118 | 7862.247 | 0.0425 | 0.1 | 8145.5 | 0.0374 | 0.1 | 4775.2 | 0.6 | Dry Low NOx Burners | Low Ozone Season Rate | 0.0374 | 0.0374 | 0.1 |  |  | 0.1
CO | Ray D Nixon | 8219 | 3 | El Paso | 1999-06-28 | 400 | 35.8 | 38.6306 | -104.7056 | ARP | Combustion turbine | Pipeline Natural Gas |  | Dry Low NOx Burners | Electric Utility |  | 0.0906 | 0.464 | 22771.15 | 0.0636 | 0.177 | 9324.85 | 0.0637 | 0.166 | 8327.25 | 0.058 | 0.414 | 18971.9 | 0.0466 | 1.008 | 54551.85 | 0.0578 | 0.469 | 21945.737 | 0.0606 | 0.203 | 11124.474 | 0.0462 | 0.143 | 8114.457 | 0.0522 | 0.1 | 5306.1 | 0.0551 | 0 | 1397.4 | 0.4 | Dry Low NOx Burners | Low Ozone Season Rate | 0.0462 | 0.0462 | 0.1 |  |  | 0.1
CO | Rocky Mountain Energy Center | 55835 | 1 | Weld | 2004-03-09 | 2460 | 175.1 | 40.0911 | -104.5947 | ARP | Combined cycle | Pipeline Natural Gas |  | Dry Low NOx Burners<br>Selective Catalytic Reduction | Electric Utility |  |  |  |  | 0.0081 | 11.497 | 3087970 | 0.0079 | 18.448 | 4985076.85 | 0.0078 | 19.159 | 5088067.975 | 0.0071 | 21.284 | 6080697.85 | 0.0073 | 19.175 | 5389451.314 | 0.0074 | 21.178 | 5903702.561 | 0.0079 | 16.324 | 4429907.88 | 0.0081 | 13.8 | 3741210.1 | 0.0071 | 17.4 | 5120749.2 | 41.4 | Dry Low NOx Burners<br>Selective Catalytic Reduction | Existing SCR | 0.0071 | 0.0071 | 12.1 |  |  | 12.1
CO | Rocky Mountain Energy Center | 55835 | 2 | Weld | 2004-03-01 | 2400 | 175.1 | 40.0911 | -104.5947 | ARP | Combined cycle | Pipeline Natural Gas |  | Dry Low NOx Burners<br>Selective Catalytic Reduction | Electric Utility |  |  |  |  | 0.0074 | 11.581 | 3228177.55 | 0.0073 | 19.829 | 5512487 | 0.0077 | 16.772 | 4576441.05 | 0.0073 | 21.054 | 5951916.293 | 0.0084 | 20.479 | 5123644.996 | 0.0082 | 24.736 | 6085604.353 | 0.0077 | 16.3 | 4408422.286 | 0.0077 | 16.5 | 4474133 | 0.007 | 17.8 | 5231850.3 | 50.8 | Dry Low NOx Burners<br>Selective Catalytic Reduction | Existing SCR | 0.007 | 0.007 | 15 |  |  | 15
CO | Spindle Hill Energy Center | 56445 | CT-01 | Weld | 2007-04-08 | 2707 | 197 | 40.0914 | -104.8819 | ARP | Combustion turbine | Pipeline Natural Gas | Diesel Oil | Dry Low NOx Burners<br>Water Injection | Electric Utility | [16 empty] | 0.0374 | 9.382 | 597262.056 | 0.0352 | 34.626 | 2176792.435 | 0.0389 | 29.239 | 1717812.952 | 0.047 | 27.1 | 1242774.2 | 0.0438 | 15.1 | 780077.9 | 12.5 | Dry Low NOx Burners<br>Water Injection | Low Ozone Season Rate | 0.0352 | 0.0352 | 20.3 |  |  | 20.3
CO | Spindle Hill Energy Center | 56445 | CT-02 | Weld | 2007-04-21 | 2707 | 197 | 40.0914 | -104.8819 | ARP | Combustion turbine | Pipeline Natural Gas | Diesel Oil | Dry Low NOx Burners<br>Water Injection | Electric Utility | [16 empty] | 0.0391 | 9.479 | 666792.608 | 0.0296 | 28.019 | 2302999.574 | 0.0463 | 29.282 | 1559165.338 | 0.0452 | 26.1 | 1336688 | 0.045 | 22.6 | 1149518.6 | 13.4 | Dry Low NOx Burners<br>Water Injection | Low Ozone Season Rate | 0.0296 | 0.0296 | 17.1 |  |  | 17.1
CO | Valmont | 477 | 5 | Boulder | 1964-05-01 | 2225 | 191.7 | 40.0195 | -105.202 | ARP | Tangentially-fired | Coal | Natural Gas | Low NOx Burner Technology w/ Closed-coupled/Separated OFA | Electric Utility | Electric Services | 0.3124 | 1000.872 | 6369380.3 | 0.3341 | 1168.806 | 7000444.129 | 0.3235 | 1057.712 | 6552258.421 | 0.3539 | 1086.958 | 6187399.21 | 0.3321 | 906.181 | 5420128.497 | 0.3419 | 1126.615 | 6557857.459 | 0.3039 | 1104.562 | 7223342.601 | 0.3596 | 967.333 | 5362829.976 | 0.3474 | 1056 | 6072628.9 | 0.3083 | 738.9 | 4794559.4 | 74.3 |  | New SCR | 0.3039 | 0.06 | 182.4 | Shutdown | Gas Combined Cycle Replacement | 28.8 | 1027.2
CO | Valmont Combustion Turbine Facility | 55207 | CT7 | Boulder | 2000-05-26 | 425 | 71.1 | 40.0197 | -105.202 | ARP | Combustion turbine | Pipeline Natural Gas |  | Water Injection | Electric Utility |  | 0.0935 | 3.539 | 88249.357 | 0.1061 | 0.161 | 3777.42 | 0.1156 | 0.923 | 19683.801 | 0.1063 | 2.226 | 46317.52 | 0.0866 | 3.472 | 86921.578 | 0.1386 | 0.961 | 20352.592 | 0.1276 | 1.219 | 22975.61 | 0.093 | 2.872 | 66907.471 | 0.1036 | 1.5 | 30412.6 | 0.1539 | 0.5 | 8797.7 | 1.9 | Water Injection | Low Ozone Season Rate | 0.0866 | 0.0866 | 1.2 |  |  | 1.2
CO | Valmont Combustion Turbine Facility | 55207 | CT8 | Boulder | 2001-07-07 | 425 | 71.1 | 40.0197 | -105.202 | ARP | Combustion turbine | Pipeline Natural Gas |  | Water Injection | Electric Utility |  | 0.0754 | 3.161 | 94361.024 | 0.1038 | 0.144 | 3592.848 | 0.0988 | 0.921 | 21067.201 | 0.0953 | 2.063 | 49461.323 | 0.0954 | 3.41 | 82668.173 | 0.0991 | 0.955 | 21175.622 | 0.1024 | 0.944 | 21313.356 | 0.092 | 2.812 | 65282.759 | 0.1085 | 1.5 | 32161.8 | 0.1375 | 0.4 | 8048.3 | 2.1 | Water Injection | Low Ozone Season Rate | 0.0754 | 0.0754 | 1.1 |  |  | 1.1
CT | Alfred L Pierce Generating Station | 6635 | AP-1 | New Haven | 2007-08-25 | 1560 | 84 | 41.4485 | -72.834 | ARP, CAIROS, RGGI | Combustion turbine | Pipeline Natural Gas | Diesel Oil | Dry Low NOx Burners<br>Water Injection | Electric Utility | [16 empty] | 0.0907 | 0.627 | 14216.75 | 0.0929 | 1.222 | 22711.825 | 0.0888 | 1.326 | 32766.625 | 0.2025 | 1.1 | 16924.8 | 0.0583 | 1 | 41185.7 | 0.3 | Dry Low NOx Burners<br>Water Injection | Low Ozone Season Rate | 0.0583 | 0.0583 | 0.3 |  |  | 0.3
CT | Bridgeport Energy | 55042 | BE1 | Fairfield | 1998-07-27 | 1884 | 170 | 41.1692 | -73.1844 | ARP, CAIROS, RGGI | Combined cycle | Pipeline Natural Gas |  | Selective Catalytic Reduction | Electric Utility |  | 0.0209 | 41.072 | 4533870.216 | 0.0213 | 41.863 | 4723147.219 | 0.0227 | 43.295 | 4430782.268 | 0.0231 | 39.307 | 4139000.944 | 0.0202 | 42.782 | 4878744.905 | 0.0179 | 32.615 | 3739477.204 | 0.0154 | 34.315 | 4640620.955 | 0.0158 | 42.359 | 5399352.685 | 0.0176 | 46.8 | 5376638.9 | 0.0176 | 34 | 3938820.9 | 77.7 | Selective Catalytic Reduction | Existing SCR | 0.0154 | 0.0154 | 41 |  |  | 41
CT | Bridgeport Energy | 55042 | BE2 | Fairfield | 1998-07-27 | 1884 | 170 | 41.1692 | -73.1844 | ARP, CAIROS, RGGI | Combined cycle | Pipeline Natural Gas |  | Selective Catalytic Reduction | Electric Utility |  | 0.0169 | 33.096 | 4515425.915 | 0.0173 | 35.894 | 4763272.987 | 0.0204 | 40.366 | 4438470.221 | 0.0207 | 36.866 | 4055180.598 | 0.018 | 42.229 | 4905435.542 | 0.0192 | 34.196 | 4009045.706 | 0.0163 | 35.693 | 4463491.938 | 0.0157 | 39.526 | 5058494.293 | 0.0173 | 46.8 | 5416658.2 | 0.0175 | 34.8 | 4046017 | 78.3 | Selective Catalytic Reduction | Existing SCR | 0.0157 | 0.0157 | 42.5 |  |  | 42.5
CT | Bridgeport Harbor Station | 568 | BHB1 | Fairfield | 1957-11-01 | 865 |  | 41.1706 | -73.1843 | ARP, NBP | Cyclone boiler | Residual Oil | Diesel Oil |  | Electric Utility | Electric Services | [26 empty] | 0 |  |  |  | 0 |  | Not Operating | 0 | 0 | 0 |  |  | 0
CT | Bridgeport Harbor Station | 568 | BHB2 | Fairfield | 1961-08-01 | 1785 | 163 | 41.1706 | -73.1843 | ARP, NBP | Cyclone boiler | Residual Oil | Diesel Oil |  | Electric Utility | Electric Services | 0.338 | 30.609 | 165007.809 | 0.279 | 5.001 | 31432.139 | 0.2894 | 23.441 | 151611.216 | 0.3008 | 30.907 | 183090.433 | 0.2874 | 32.575 | 213298.981 | 0.1771 | 11.329 | 78402.648 | 0.1961 | 5.405 | 39994.221 | 0.2367 | 11.838 | 85201.448 |  |  | 0 |  |  |  | 0 |  | New SNCR | 0.1771 | 0.10626 | 0 |  |  | 0
CT | Bridgeport Harbor Station | 568 | BHB3 | Fairfield | 1968-08-01 | 4100 | 400 | 41.1706 | -73.1843 | ARP, NBP | Tangentially-fired | Coal | Diesel Oil, Residual Oil | Low NOx Burner Technology w/ Separated OFA | Electric Utility | Electric Services | 0.1388 | 790.665 | 11700000 | 0.1472 | 936.595 | 13100000 | 0.13 | 862.809 | 13400000 | 0.1382 | 947.674 | 14100000 | 0.1475 | 897.715 | 12600000 | 0.1409 | 916.687 | 13200000 | 0.1523 | 109.488 | 1410546.635 | 0.1444 | 500.532 | 6920835.283 | 0.1359 | 217.3 | 3053136.1 | 0.1347 | 58.1 | 791103.4 | 20.3 |  | SNCR | 0.13 | 0.08 | 127.9 |  |  | 127.9
CT | Cos Cob | 542 | 10 | Fairfield | 1969-09-19 | 250 | 25 | 41.0289 | -73.5989 | CAIROS | Combustion turbine | Other Oil |  | Water Injection | Electric Utility |  | 1.2 | 4.05 | 6750 | 1.2 | 1.2 | 2000 | 1.2 | 6.9 | 11500 | 1.2 | 7.5 | 12500 | 1.2 | 4.635 | 7725 | 1.2 | 1.644 | 2740 | 1.2 | 1.181 | 1967.5 | 1.2 | 6.623 | 11037.5 | 1.2 | 0.2 | 400 | 1.2 | 2.6 | 4260 | 0 | Water Injection | Low Ozone Season Rate | 0.192 | 0.192 | 0 |  |  | 0
CT | Cos Cob | 542 | 11 | Fairfield | 1969-09-19 | 250 | 25 | 41.0289 | -73.5989 | CAIROS | Combustion turbine | Other Oil |  | Water Injection | Electric Utility |  | 1.2 | 4.35 | 7250 | 1.2 | 0.9 | 1500 | 1.2 | 6 | 10000 | 1.2 | 4.95 | 8250 | 1.2 | 1.737 | 2895 | 1.2 | 1.335 | 2225 | 1.2 | 0.879 | 1465 | 1.2 | 6.051 | 10085 | 1.2 | 1.2 | 2025 | 1.2 | 2.5 | 4247.5 | 0.2 | Water Injection | Low Ozone Season Rate | 0.185 | 0.185 | 0.2 |  |  | 0.2
CT | Cos Cob | 542 | 12 | Fairfield | 1969-10-10 | 250 | 25 | 41.0289 | -73.5989 | CAIROS | Combustion turbine | Other Oil |  | Water Injection | Electric Utility |  | 1.2 | 3.75 | 6250 | 1.2 | 1.05 | 1750 | 1.2 | 7.05 | 11750 | 1.2 | 7.5 | 12500 | 1.2 | 4.242 | 7070 | 1.2 | 0.957 | 1595 | 1.2 | 1.068 | 1780 | 1.2 | 7.709 | 12847.5 | 1.2 | 1.1 | 1862.5 | 1.2 | 1.2 | 2000 | 0.2 | Water Injection | Low Ozone Season Rate | 0.194 | 0.194 | 0.2 |  |  | 0.2
CT | Devon | 544 | 7 | New Haven | 1955-01-01 | 1139 | 103.5 | 41.2083 | -73.1092 | ARP, NBP | Tangentially-fired | Residual Oil | Pipeline Natural Gas |  | Electric Utility | Electric Services | 0.1636 | 56.041 | 577849.899 | 0.1291 | 12.882 | 131235.182 | [20 empty] | 0 |  |  |  | 0 |  | New SNCR | 0.1291 | 0.07746 | 0 |  |  | 0
CT | Devon | 544 | 8 | New Haven | 1957-01-01 | 1139 | 103.5 | 41.2083 | -73.1092 | ARP, NBP | Tangentially-fired | Residual Oil | Pipeline Natural Gas |  | Electric Utility | Electric Services | 0.1653 | 32.084 | 331700.962 | [23 empty] | 0 |  |  |  | 0 |  | New SNCR | 0.1653 | 0.09918 | 0 |  |  | 0
CT | Devon | 544 | 11 | New Haven | 1996-07-01 | 415 | 51 | 41.2083 | -73.1092 | CAIROS, RGGI, ARP | Combustion turbine | Pipeline Natural Gas | Other Oil | Water Injection | Electric Utility |  | 0.0895 | 2.214 | 49355.111 | 0.0889 | 1.032 | 23185.099 | 0.1302 | 1.427 | 22208.97 | 0.0895 | 3.047 | 72283.128 | 0.1579 | 0.937 | 11819.009 | 0.1595 | 0.424 | 5218.856 | 0.1477 | 0.409 | 5265.735 | 0.1447 | 1.923 | 26237.185 | 0.1405 | 0.2 | 3516.6 | 0.0887 | 0.4 | 8551.8 | 0.2 | Water Injection | Low Ozone Season Rate | 0.0887 | 0.0887 | 0.1 |  |  | 0.1
CT | Devon | 544 | 12 | New Haven | 1996-07-01 | 415 | 51 | 41.2083 | -73.1092 | CAIROS, RGGI, ARP | Combustion turbine | Pipeline Natural Gas | Other Oil | Water Injection | Electric Utility |  | 0.0788 | 1.745 | 44236.654 | 0.078 | 0.886 | 22804.976 | 0.1316 | 1.264 | 19400.041 | 0.0945 | 3.663 | 77842.008 | 0.1293 | 0.788 | 12163.514 | 0.1316 | 0.365 | 5498.971 | 0.1213 | 0.253 | 4095.893 | 0.126 | 1.165 | 18264.995 | 0.1499 | 0.2 | 2941.8 | 0.1247 | 0.2 | 2586.8 | 0.2 | Water Injection | Low Ozone Season Rate | 0.078 | 0.078 | 0.1 |  |  | 0.1
CT | Devon | 544 | 13 | New Haven | 1996-07-01 | 415 | 51 | 41.2083 | -73.1092 | CAIROS, RGGI, ARP | Combustion turbine | Pipeline Natural Gas | Other Oil | Water Injection | Electric Utility |  | 0.0844 | 2.076 | 49383.451 | 0.0851 | 1.108 | 26086.919 | 0.1316 | 1.181 | 18120.725 | 0.1065 | 4.926 | 95402.851 | 0.1513 | 1.059 | 14125.247 | 0.158 | 0.418 | 5266.507 | 0.1542 | 0.468 | 5895.777 | 0.1509 | 2.203 | 27875.326 | 0.1372 | 0.3 | 4123.6 | 0.1369 | 0.4 | 5889.6 | 0.3 | Water Injection | Low Ozone Season Rate | 0.0844 | 0.0844 | 0.2 |  |  | 0.2
CT | Devon | 544 | 14 | New Haven | 1996-07-01 | 415 | 51 | 41.2083 | -73.1092 | CAIROS, RGGI, ARP | Combustion turbine | Pipeline Natural Gas | Other Oil | Water Injection | Electric Utility |  | 0.0869 | 2.129 | 49157.564 | 0.0875 | 0.918 | 21156.176 | 0.1296 | 1.475 | 22931.972 | 0.0891 | 4.889 | 113967.187 | 0.1494 | 0.773 | 10577.311 | 0.1578 | 0.457 | 5830.938 | 0.1531 | 0.362 | 4652.62 | 0.1511 | 2.3 | 30041.734 | 0.1492 | 0.3 | 3649.6 | 0.0971 | 0.4 | 9136.1 | 0.2 | Water Injection | Low Ozone Season Rate | 0.0869 | 0.0869 | 0.2 |  |  | 0.2
CT | Devon | 544 | 15 | New Haven | 2010-07-10 | 485 |  | 41.2083 | -73.1092 | ARP, CAIROS, RGGI | Combustion turbine | Diesel Oil | Pipeline Natural Gas | Water Injection<br>Selective Catalytic Reduction | Electric Utility | [25 empty] | 0.0172 | 0.2 | 22722.6 | 0.016 | 0.1 | 9439 | 1.3 | Water Injection<br>Selective Catalytic Reduction | Existing SCR | 0.016 | 0.016 | 0.2 |  |  | 0.2
CT | Devon | 544 | 16 | New Haven | 2010-06-25 | 485 |  | 41.2083 | -73.1092 | ARP, CAIROS, RGGI | Combustion turbine | Diesel Oil | Pipeline Natural Gas | Water Injection<br>Selective Catalytic Reduction | Electric Utility | [25 empty] | 0.0157 | 0.2 | 20296.2 | 0.0134 | 0.1 | 8997.3 | 1.1 | Water Injection<br>Selective Catalytic Reduction | Existing SCR | 0.0134 | 0.0134 | 0.1 |  |  | 0.1
CT | Devon | 544 | 17 | New Haven | 2010-06-10 | 490 |  | 41.2083 | -73.1092 | ARP, CAIROS, RGGI | Combustion turbine | Diesel Oil | Pipeline Natural Gas | Water Injection<br>Selective Catalytic Reduction | Electric Utility | [25 empty] | 0.0144 | 0.1 | 20303 | 0.0132 | 0.1 | 8939.8 | 1.1 | Water Injection<br>Selective Catalytic Reduction | Existing SCR | 0.0132 | 0.0132 | 0.1 |  |  | 0.1
CT | Devon | 544 | 18 | New Haven | 2010-06-01 | 485 |  | 41.2083 | -73.1092 | ARP, CAIROS, RGGI | Combustion turbine | Diesel Oil | Pipeline Natural Gas | Water Injection<br>Selective Catalytic Reduction | Electric Utility | [25 empty] | 0.0202 | 0.2 | 20985.1 | 0.017 | 0.1 | 7507.6 | 1.2 | Water Injection<br>Selective Catalytic Reduction | Existing SCR | 0.017 | 0.017 | 0.2 |  |  | 0.2
CT | Kleen Energy Systems Project | 56798 | U1 | Middlesex | 2011-05-03 | 2581 | 199 | 41.5551 | -72.5797 | ARP, CAIROS, RGGI | Combined cycle | Pipeline Natural Gas | Diesel Oil | Dry Low NOx Burners<br>Water Injection<br>Selective Catalytic Reduction | Electric Utility | [25 empty] | 0.0092 | 9.2 | 2693554.6 | 0.0113 | 20.5 | 5262052.7 | 28.4 | Dry Low NOx Burners<br>Water Injection<br>Selective Catalytic Reduction | Existing SCR | 0.0092 | 0.0092 | 9.2 |  |  | 9.2
CT | Kleen Energy Systems Project | 56798 | U2 | Middlesex | 2011-05-07 | 2581 | 199 | 41.5551 | -72.5797 | ARP, CAIROS, RGGI | Combined cycle | Pipeline Natural Gas | Diesel Oil | Dry Low NOx Burners<br>Water Injection<br>Selective Catalytic Reduction | Electric Utility | [25 empty] | 0.0096 | 7.9 | 2296769.6 | 0.0108 | 18.8 | 5035524.5 | 24.2 | Dry Low NOx Burners<br>Water Injection<br>Selective Catalytic Reduction | Existing SCR | 0.0096 | 0.0096 | 7.9 |  |  | 7.9
CT | Lake Road Generating Company | 55149 | LRG1 | Windham | 2001-08-01 | 2276 | 280 | 41.8736 | -71.8947 | ARP, CAIROS, RGGI | Combined cycle | Pipeline Natural Gas | Diesel Oil | Dry Low NOx Burners<br>Water Injection<br>Selective Catalytic Reduction | Electric Utility |  | 0.0291 | 6.525 | 1125781.3 | 0.0067 | 14.674 | 5559967.725 | 0.0049 | 0.651 | 265925.8 | 0.0087 | 12.78 | 4700559.566 | 0.0063 | 11.152 | 4146813.024 | 0.0145 | 8.758 | 2313832.222 | 0.011 | 12.52 | 3571802.694 | 0.01 | 16.472 | 4779614.799 | 0.0093 | 18.3 | 5487796.8 | 0.0082 | 20.2 | 5863192.9 | 65.7 | Dry Low NOx Burners<br>Water Injection<br>Selective Catalytic Reduction | Existing SCR | 0.0049 | 0.0049 | 9.7 |  |  | 9.7
CT | Lake Road Generating Company | 55149 | LRG2 | Windham | 2001-11-08 | 2276 | 280 | 41.8736 | -71.8947 | ARP, CAIROS, RGGI | Combined cycle | Pipeline Natural Gas | Diesel Oil | Dry Low NOx Burners<br>Water Injection<br>Selective Catalytic Reduction | Electric Utility |  | 0.0157 | 11.444 | 3376132.675 | 0.0294 | 14.179 | 2486804.25 | 0.0158 | 17.704 | 4494820.975 | 0.009 | 12.608 | 4262241.957 | 0.0064 | 10.798 | 4034893.99 | 0.0183 | 13.422 | 2764476.969 | 0.0104 | 10.2 | 2975712.573 | 0.0119 | 15.023 | 4170699.445 | 0.0083 | 16.6 | 5176336 | 0.01 | 19.9 | 5472996.6 | 61.9 | Dry Low NOx Burners<br>Water Injection<br>Selective Catalytic Reduction | Existing SCR | 0.0064 | 0.0064 | 12.8 |  |  | 12.8
CT | Lake Road Generating Company | 55149 | LRG3 | Windham | 2001-12-01 | 2276 | 280 | 41.8736 | -71.8947 | ARP, CAIROS, RGGI | Combined cycle | Pipeline Natural Gas | Diesel Oil | Dry Low NOx Burners<br>Water Injection<br>Selective Catalytic Reduction | Electric Utility |  | 0.0232 | 12.889 | 2903840.875 | 0.0191 | 14.037 | 3522670.175 | 0.0162 | 16.323 | 4448486.975 | 0.008 | 9.579 | 4151030.247 | 0.0066 | 10.745 | 3988327.121 | 0.0172 | 14.014 | 3289277.404 | 0.0115 | 9.151 | 2544571.521 | 0.0084 | 12.648 | 4582273.317 | 0.0099 | 19.4 | 5528049 | 0.0099 | 19.7 | 5491283 | 66.1 | Dry Low NOx Burners<br>Water Injection<br>Selective Catalytic Reduction | Existing SCR | 0.0066 | 0.0066 | 12.9 |  |  | 12.9
CT | Middletown | 562 | 2 | Middlesex | 1958-11-01 | 1295 | 113.6 | 41.5544 | -72.5793 | ARP, NBP | Dry bottom wall-fired boiler | Residual Oil | Pipeline Natural Gas | Overfire Air | Electric Utility | Electric Services | 0.1472 | 48.343 | 529561.238 | 0.1855 | 133.746 | 1360399.383 | 0.1448 | 119.584 | 1442434.462 | 0.1039 | 72.724 | 1141792.79 | 0.0943 | 54.568 | 1006119.861 | 0.1243 | 33.531 | 467706.617 | 0.1236 | 38.516 | 528196.919 | 0.1172 | 94.159 | 1434563.363 | 0.1221 | 26.8 | 363412.5 | 0.1071 | 62.4 | 952247.4 | 7.6 |  | Low Ozone Season Rate | 0.0943 | 0.0943 | 20.7 |  |  | 20.7
CT | Middletown | 562 | 3 | Middlesex | 1964-12-01 | 2370 | 239.4 | 41.5544 | -72.5793 | ARP, NBP | Cyclone boiler | Residual Oil | Pipeline Natural Gas | Water Injection<br>Selective Non-catalytic Reduction | Electric Utility | Electric Services | 0.2837 | 146.03 | 982246.395 | 0.2681 | 131.719 | 911272.131 | 0.277 | 422.15 | 2772351.903 | 0.2235 | 206.269 | 1785319.68 | 0.2324 | 121.459 | 970313.636 | 0.2834 | 83.676 | 495983.246 | 0.2272 | 54.366 | 445003.537 | 0.1782 | 189.277 | 1790535.957 | 0.1768 | 42.1 | 376434.7 | 0.1864 | 107.7 | 959059.2 | 4.3 | SNCR | Exisiting SNCR | 0.1768 | 0.1768 | 42.1 |  |  | 42.1
CT | Middletown | 562 | 4 | Middlesex | 1973-03-01 | 4684 | 414.9 | 41.5544 | -72.5793 | ARP, NBP | Tangentially-fired | Residual Oil |  |  | Electric Utility | Electric Services | 0.2119 | 24.671 | 256007.39 | 0.2808 | 13.003 | 96965.895 | 0.213 | 143.904 | 1235853.403 | 0.1636 | 85.356 | 993934.836 | 0.1557 | 16.966 | 196636.42 | 0.1645 | 20.961 | 224548.258 | 0.1581 | 16.845 | 173766.054 | 0.1602 | 80.531 | 880454.231 | 0.1499 | 16.7 | 186895.3 | 0.1604 | 22.8 | 244434.3 | 1.1 |  | New SCR | 0.1499 | 0.06 | 6.7 |  |  | 6.7
CT | Middletown | 562 | 12 | Middlesex | 2011-04-15 | 474.9 | 41.8 | 41.5544 | -72.5793 | ARP, CAIROS, RGGI | Combustion turbine | Diesel Oil | Pipeline Natural Gas | Selective Catalytic Reduction<br>Water Injection | Electric Utility | [25 empty] | 0.0136 | 0.2 | 29782.8 | 0.0084 | 0 | 5761.3 | 1.7 | Selective Catalytic Reduction<br>Water Injection | Existing SCR | 0.0084 | 0.0084 | 0.1 |  |  | 0.1
CT | Middletown | 562 | 13 | Middlesex | 2011-04-05 | 474.9 | 41.8 | 41.5544 | -72.5793 | ARP, CAIROS, RGGI | Combustion turbine | Diesel Oil | Pipeline Natural Gas | Selective Catalytic Reduction<br>Water Injection | Electric Utility | [25 empty] | 0.0101 | 0.1 | 24362.6 | 0.0066 | 0 | 5518.9 | 1.4 | Selective Catalytic Reduction<br>Water Injection | Existing SCR | 0.0066 | 0.0066 | 0.1 |  |  | 0.1
CT | Middletown | 562 | 14 | Middlesex | 2011-05-08 | 474.9 | 41.8 | 41.5544 | -72.5793 | ARP, CAIROS, RGGI | Combustion turbine | Diesel Oil | Pipeline Natural Gas | Selective Catalytic Reduction<br>Water Injection | Electric Utility | [25 empty] | 0.0076 | 0.1 | 21674.6 | 0.0076 | 0 | 9195.9 | 1.2 | Selective Catalytic Reduction<br>Water Injection | Existing SCR | 0.0076 | 0.0076 | 0.1 |  |  | 0.1
CT | Middletown | 562 | 15 | Middlesex | 2011-05-08 | 474.9 |  | 41.5544 | -72.5793 | ARP, CAIROS, RGGI | Combustion turbine | Diesel Oil | Pipeline Natural Gas | Water Injection<br>Selective Catalytic Reduction | Electric Utility | [25 empty] | 0.0098 | 0.1 | 16221.6 | 0.0083 | 0 | 8663.3 | 0.9 | Water Injection<br>Selective Catalytic Reduction | Existing SCR | 0.0083 | 0.0083 | 0.1 |  |  | 0.1
CT | Milford Power Company LLC | 55126 | CT01 | New Haven | 2002-05-29 | 2064 | 289 | 41.2239 | -73.1 | ARP, CAIROS, RGGI | Combined cycle | Pipeline Natural Gas | Diesel Oil | Water Injection<br>Selective Catalytic Reduction | Electric Utility |  |  |  |  | 0.0265 | 24.899 | 4325039.375 | 0.0184 | 19.941 | 4877080.525 | 0.0208 | 21.209 | 4504930.725 | 0.0222 | 21.743 | 4553929.775 | 0.0155 | 16.443 | 4214593.9 | 0.0149 | 18.252 | 4909716.45 | 0.0084 | 17.964 | 6021299.75 | 0.0075 | 17.3 | 5931312.7 | 0.0088 | 17.6 | 5778026.9 | 78.3 | Water Injection<br>Selective Catalytic Reduction | Existing SCR | 0.0075 | 0.0075 | 17.3 |  |  | 17.3
CT | Milford Power Company LLC | 55126 | CT02 | New Haven | 2002-03-08 | 2082 | 289 | 41.2239 | -73.1 | ARP, CAIROS, RGGI | Combined cycle | Pipeline Natural Gas | Diesel Oil | Water Injection<br>Selective Catalytic Reduction | Electric Utility |  |  |  |  | 0.0222 | 21.705 | 4606220.775 | 0.0106 | 19.115 | 5728150.4 | 0.0148 | 18.558 | 4863891.9 | 0.0169 | 16.65 | 3977281.125 | 0.0133 | 16.507 | 4375716.95 | 0.0154 | 19.87 | 5169995.425 | 0.0094 | 16.616 | 4990590.2 | 0.0063 | 17 | 6162759.6 | 0.0119 | 17.5 | 5456529.2 | 80.6 | Water Injection<br>Selective Catalytic Reduction | Existing SCR | 0.0063 | 0.0063 | 17 |  |  | 17
CT | Montville | 546 | 5 | New London | 1954-01-01 | 995 | 75 | 41.4281 | -72.1019 | ARP, NBP | Tangentially-fired | Residual Oil | Pipeline Natural Gas |  | Electric Utility | Electric Services | 0.1707 | 8.234 | 88964.046 | 0.1728 | 9.998 | 107106.101 | 0.1667 | 68.65 | 759356.747 | 0.0875 | 18.469 | 383894.391 | 0.101 | 7.477 | 124567.817 | 0.0922 | 7.972 | 148000.228 | 0.103 | 4.622 | 75779.647 | 0.0859 | 27.386 | 567959.591 | 0.084 | 6.7 | 148755.7 | 0.077 | 4.8 | 110550.2 | 4.1 |  | Low Ozone Season Rate | 0.077 | 0.077 | 6.1 |  |  | 6.1
CT | Montville | 546 | 6 | New London | 1971-01-01 | 5925 | 414.9 | 41.4281 | -72.1019 | ARP, NBP | Tangentially-fired | Residual Oil |  |  | Electric Utility | Electric Services | 0.1274 | 63.844 | 958237.187 | 0.1761 | 22.478 | 233712.234 | 0.1793 | 227.487 | 2098472.051 | 0.1274 | 50.042 | 675516.948 | 0.1538 | 19.57 | 239527.443 | 0.1609 | 17.32 | 178547.677 | 0.1615 | 25.35 | 253965.377 | 0.1403 | 44.293 | 608715.979 | 0.1557 | 8.5 | 93702.2 | 0.1563 | 12.9 | 150127.3 | 0.4 |  | None | 0.1274 | 0.1274 | 6.9 |  |  | 6.9
CT | New Haven Harbor | 6156 | NHB1 | New Haven | 1975-08-31 | 4425 | 460 | 41.2836 | -72.9042 | ARP, NBP | Tangentially-fired | Residual Oil | Diesel Oil, Pipeline Natural Gas |  | Electric Utility | Electric Services | 0.1529 | 183.665 | 2365305.006 | 0.1461 | 122.556 | 1607799.984 | 0.141 | 275.734 | 3964780.657 | 0.1326 | 130.925 | 1878167.402 | 0.1467 | 170.506 | 2185047.116 | 0.1499 | 32.156 | 390698.276 | 0.1441 | 23.936 | 306139.027 | 0.1275 | 101.957 | 1485779.936 | 0.0733 | 29.4 | 623057.1 | 0.0494 | 27.3 | 937107 | 3.8 |  | Low Ozone Season Rate | 0.0494 | 0.0494 | 19.8 |  |  | 19.8
CT | New Haven Harbor | 6156 | NHHS2 | New Haven | 2012-05-07 | 485 | 60.5 | 41.2836 | -72.9042 | ARP, RGGI, CAIROS | Combustion turbine (Started May 07, 2012) | Diesel Oil | Pipeline Natural Gas | Water Injection<br>Selective Catalytic Reduction | Electric Utility | [28 empty] | 0.0856 | 0 | 1555.6 | 0 | Water Injection<br>Selective Catalytic Reduction | Existing SCR | 0.0856 | 0.0856 | 0 |  |  | 0
CT | New Haven Harbor | 6156 | NHHS3 | New Haven | 2012-04-26 | 485 | 60.5 | 41.2836 | -72.9042 | ARP, RGGI, CAIROS | Combustion turbine (Started Apr 26, 2012) | Diesel Oil | Pipeline Natural Gas | Water Injection<br>Selective Catalytic Reduction | Electric Utility | [28 empty] | 0.0233 | 0 | 3017.3 | 0 | Water Injection<br>Selective Catalytic Reduction | Existing SCR | 0.0233 | 0.0233 | 0 |  |  | 0
CT | New Haven Harbor | 6156 | NHHS4 | New Haven | 2012-04-11 | 485 | 60.5 | 41.2836 | -72.9042 | ARP, RGGI, CAIROS | Combustion turbine (Started Apr 11, 2012) | Diesel Oil | Pipeline Natural Gas | Water Injection<br>Selective Catalytic Reduction | Electric Utility | [28 empty] | 0.0421 | 0.1 | 5939 | 0 | Water Injection<br>Selective Catalytic Reduction | Existing SCR | 0.0421 | 0.0421 | 0 |  |  | 0
CT | Norwalk Harbor Station | 548 | 1 | Fairfield | 1960-06-01 | 1776 | 163.2 | 41.0732 | -73.4098 | ARP, NBP | Tangentially-fired | Residual Oil |  | Selective Non-catalytic Reduction | Electric Utility | Electric Services | 0.1316 | 35.061 | 474203.919 | 0.1323 | 51.725 | 674665.608 | 0.1338 | 95.677 | 1315580.407 | 0.1453 | 127.614 | 1560250.18 | 0.1353 | 57.53 | 771244.052 | 0.1369 | 49.53 | 624903.376 | 0.097 | 7.552 | 101788.262 | 0.1333 | 30.648 | 374771.892 | 0.0752 | 6.4 | 100797.8 | 0.1117 | 8.3 | 114613.6 | 1.5 | SNCR | Exisiting SNCR | 0.0752 | 0 | 0 |  |  | 0
CT | Norwalk Harbor Station | 548 | 2 | Fairfield | 1963-06-01 | 1776 | 163.2 | 41.0732 | -73.4098 | ARP, NBP | Tangentially-fired | Residual Oil |  | Selective Non-catalytic Reduction | Electric Utility | Electric Services | 0.1256 | 65.837 | 945582.335 | 0.1266 | 99.448 | 1378466.438 | 0.1324 | 136.403 | 1872596.64 | 0.1395 | 156.811 | 1889890.34 | 0.1306 | 78.51 | 1021025.142 | 0.1279 | 76.695 | 1027130.931 | 0.1259 | 9.104 | 123687.762 | 0.1307 | 34.299 | 420205.66 | 0.0969 | 7 | 99636.2 | 0.1094 | 8.5 | 115914.7 | 1.5 | SNCR | Exisiting SNCR | 0.0969 | 0 | 0 |  |  | 0
CT | ReEnergy Sterling Energy Facility | 50736 | B1 | Windham | 1991-11-13 | 181 | 31.3 | 41.7132 | -71.8223 | CAIROS | Stoker | Tire Derived Fuel | Liquified Petroleum Gas |  | Electric Utility | [16 empty] | 0.1064 | 47.96 | 913122.829 | 0.1014 | 21.221 | 440238.727 | 0.1172 | 39.812 | 679481.168 | 0.1757 | 24.3 | 503530.1 | 0.1124 | 30.9 | 551564.8 | 75.8 |  | New SNCR | 0.1014 | 0.06084 | 8.4 |  |  | 8.4
CT | ReEnergy Sterling Energy Facility | 50736 | B2 | Windham | 1991-11-13 | 181 | 31.3 | 41.7132 | -71.8223 | CAIROS | Stoker | Tire Derived Fuel | Liquified Petroleum Gas |  | Electric Utility | [16 empty] | 0.1064 | 61.408 | 1167795.628 | 0.1065 | 21.445 | 446392.696 | 0.1169 | 43.492 | 744971.721 | 0.0986 | 24.1 | 495924.5 | 0.1099 | 18.5 | 339995.1 | 74.6 |  | Low Ozone Season Rate | 0.0986 | 0.0986 | 24.1 |  |  | 24.1
CT | South Meadow Station | 563 | 11A | Hartford | 1970-08-01 | 266 | 41.8 | 41.7495 | -72.6524 | CAIROS, RGGI | Combustion turbine | Diesel Oil |  |  | Electric Utility |  | 0.785 | 4.73 | 11993.6 | 0.7939 | 1.035 | 2571 | 0.8502 | 1.246 | 2875.2 | 0.8011 | 2.371 | 5892.4 | 0.836 | 2.079 | 4887.2 | 0.8272 | 0.675 | 1575 | 0.8474 | 0.387 | 869 | 0.754 | 1.108 | 2925.1 | 0.7214 | 1 | 2924.9 | 0.7457 | 0.6 | 1559.8 | 0.3 | None Reported | None | 0.7214 | 0.7214 | 1 |  |  | 1
CT | South Meadow Station | 563 | 11B | Hartford | 1970-08-01 | 266 | 41.8 | 41.7495 | -72.6524 | CAIROS, RGGI | Combustion turbine | Diesel Oil |  |  | Electric Utility |  | 0.787 | 4.742 | 11993.6 | 0.7954 | 0.906 | 2263.8 | 0.7412 | 1.367 | 3641.9 | 0.7074 | 2.094 | 5892.4 | 0.7385 | 1.835 | 4887.2 | 0.7305 | 0.597 | 1575 | 0.7485 | 0.341 | 869 | 0.7571 | 1.113 | 2925.1 | 0.7241 | 1 | 2924.9 | 0.7496 | 0.6 | 1599.9 | 0.3 | None Reported | None | 0.7074 | 0.7074 | 1 |  |  | 1
CT | South Meadow Station | 563 | 12A | Hartford | 1970-08-01 | 266 | 41.8 | 41.7495 | -72.6524 | CAIROS, RGGI | Combustion turbine | Diesel Oil |  |  | Electric Utility |  | 0.7886 | 5.246 | 13285.1 | 0.7977 | 1.164 | 2906 | 0.8068 | 2.21 | 5360.1 | 0.7888 | 2.293 | 5733.8 | 0.7914 | 4.238 | 10606.8 | 0.7986 | 0.648 | 1560.3 | 0.8219 | 0.427 | 1013.1 | 0.7969 | 1.537 | 3819.2 | 0.8035 | 1.2 | 2992.9 | 0.8045 | 0.7 | 1672 | 0.3 | None Reported | None | 0.7886 | 0.7886 | 1.2 |  |  | 1.2
CT | South Meadow Station | 563 | 12B | Hartford | 1970-08-01 | 266 | 41.8 | 41.7495 | -72.6524 | CAIROS, RGGI | Combustion turbine | Diesel Oil |  |  | Electric Utility |  | 0.8225 | 5.471 | 13285.1 | 0.8317 | 1.213 | 2906 | 0.7257 | 1.987 | 5360.1 | 0.7046 | 3.136 | 8741.8 | 0.7119 | 3.811 | 10606.8 | 0.718 | 0.583 | 1560.3 | 0.7393 | 0.384 | 1013.1 | 0.7562 | 1.458 | 3819.2 | 0.7623 | 1.1 | 2992.9 | 0.7589 | 0.6 | 1672 | 0.3 | None Reported | None | 0.7046 | 0.7046 | 1 |  |  | 1
CT | South Meadow Station | 563 | 13A | Hartford | 1970-08-01 | 266 | 41.8 | 41.7495 | -72.6524 | CAIROS, RGGI | Combustion turbine | Diesel Oil |  |  | Electric Utility |  | 0.7368 | 4.54 | 12421.8 | 0.7539 | 1.347 | 3572.2 | 0.8506 | 2.34 | 5459.6 | 0.8169 | 4.663 | 11332.7 | 0.8333 | 5.973 | 14141.3 | 0.8812 | 0.641 | 1405.1 | 0.8609 | 0.408 | 909.9 | 0.8128 | 1.366 | 3313.1 | 0.7715 | 1.3 | 3478 | 0.8255 | 1.2 | 3023.9 | 0.4 | None Reported | None | 0.7368 | 0.7368 | 1.3 |  |  | 1.3
CT | South Meadow Station | 563 | 13B | Hartford | 1970-08-01 | 266 | 41.8 | 41.7495 | -72.6524 | CAIROS, RGGI | Combustion turbine | Diesel Oil |  |  | Electric Utility |  | 0.7274 | 4.483 | 12421.8 | 0.7446 | 1.33 | 3572.2 | 0.8145 | 2.24 | 5459.6 | 0.7824 | 4.466 | 11332.7 | 0.7959 | 5.918 | 14685.7 | 0.843 | 0.614 | 1405.1 | 0.8243 | 0.391 | 909.9 | 0.7942 | 1.335 | 3313.1 | 0.7846 | 1.4 | 3478 | 0.8399 | 1.3 | 2987.9 | 0.4 | None Reported | None | 0.7274 | 0.7274 | 1.3 |  |  | 1.3
CT | South Meadow Station | 563 | 14A | Hartford | 1970-08-01 | 266 | 41.8 | 41.7495 | -72.6524 | CAIROS, RGGI | Combustion turbine | Diesel Oil |  |  | Electric Utility |  | 0.7567 | 1.959 | 5152.8 | 0.7805 | 1.085 | 2755 | 0.8475 | 3.695 | 8579.9 | 0.808 | 3.219 | 7927.1 | 0.8234 | 2.997 | 7192.1 | 0.8663 | 0.511 | 1135.2 | 0.86 | 0.372 | 825 | 0.8185 | 1.212 | 2931.1 | 0.8027 | 1.3 | 3208.3 | 0.8115 | 0.9 | 2100.4 | 0.3 | None Reported | None | 0.7567 | 0.7567 | 1.2 |  |  | 1.2
CT | South Meadow Station | 563 | 14B | Hartford | 1970-08-01 | 266 | 41.8 | 41.7495 | -72.6524 | CAIROS, RGGI | Combustion turbine | Diesel Oil |  |  | Electric Utility |  | 0.7427 | 5.002 | 13360.9 | 0.7591 | 1.055 | 2755 | 0.7203 | 3.141 | 8579.9 | 0.6866 | 2.736 | 7927.1 | 0.7 | 2.548 | 7192.1 | 0.7363 | 0.434 | 1135.2 | 0.7312 | 0.316 | 825 | 0.8363 | 1.239 | 2931.1 | 0.8196 | 1.3 | 3208.3 | 0.8617 | 0.6 | 1292 | 0.3 | None Reported | None | 0.6866 | 0.6866 | 1.1 |  |  | 1.1
CT | Wallingford Energy, LLC | 55517 | CT01 | New Haven | 2001-10-03 | 530 | 50 | 41.4486 | -72.8358 | ARP, CAIROS, RGGI | Combustion turbine | Pipeline Natural Gas |  | Water Injection<br>Selective Catalytic Reduction | Electric Utility |  | 0.0305 | 1.023 | 108294.996 | 0.041 | 0.888 | 87012.213 | 0.0312 | 1.681 | 212489.156 | 0.0267 | 0.896 | 134215.083 | 0.0165 | 1.308 | 245342.252 | 0.0191 | 0.724 | 131093.61 | 0.0186 | 0.548 | 101964.995 | 0.0157 | 1.629 | 326949.76 | 0.0158 | 0.7 | 146913.7 | 0.0129 | 0.8 | 169387 | 7.5 | Water Injection<br>Selective Catalytic Reduction | Existing SCR | 0.0129 | 0.0129 | 0.6 |  |  | 0.6
CT | Wallingford Energy, LLC | 55517 | CT02 | New Haven | 2001-09-08 | 530 | 50 | 41.4486 | -72.8358 | ARP, CAIROS, RGGI | Combustion turbine | Pipeline Natural Gas |  | Water Injection<br>Selective Catalytic Reduction | Electric Utility |  | 0.0304 | 0.798 | 80076.344 | 0.0443 | 0.51 | 41089.937 | 0.0273 | 1.267 | 159339.143 | 0.0165 | 1.577 | 282373.492 | 0.0125 | 1.25 | 262802.606 | 0.0166 | 0.509 | 107866.827 | 0.0139 | 0.348 | 77599.042 | 0.0131 | 1.278 | 276159.068 | 0.0118 | 0.7 | 165103.4 | 0.0115 | 0.8 | 181637.3 | 8.5 | Water Injection<br>Selective Catalytic Reduction | Existing SCR | 0.0115 | 0.0115 | 0.7 |  |  | 0.7
CT | Wallingford Energy, LLC | 55517 | CT03 | New Haven | 2001-08-22 | 530 | 50 | 41.4486 | -72.8358 | ARP, CAIROS, RGGI | Combustion turbine | Pipeline Natural Gas |  | Water Injection<br>Selective Catalytic Reduction | Electric Utility |  | 0.0368 | 0.573 | 57881.997 | 0.0373 | 0.562 | 53216.232 | 0.0703 | 1.422 | 110725.94 | 0.0334 | 2.817 | 315091.961 | 0.0154 | 1.438 | 270168.46 | 0.0231 | 0.407 | 63494.236 | 0.0209 | 0.329 | 57960.058 | 0.0164 | 1.222 | 234456.926 | 0.0193 | 1 | 179781.8 | 0.0176 | 0.7 | 131521.8 | 9.2 | Water Injection<br>Selective Catalytic Reduction | Existing SCR | 0.0154 | 0.0154 | 0.8 |  |  | 0.8
CT | Wallingford Energy, LLC | 55517 | CT04 | New Haven | 2001-08-21 | 530 | 50 | 41.4486 | -72.8358 | ARP, CAIROS, RGGI | Combustion turbine | Pipeline Natural Gas |  | Water Injection<br>Selective Catalytic Reduction | Electric Utility |  | 0.0889 | 1.068 | 39209.703 | 0.0319 | 0.378 | 47994.974 | 0.0307 | 0.626 | 73965.594 | 0.0156 | 1.15 | 233495.372 | 0.0116 | 1.218 | 261751.889 | 0.0157 | 0.463 | 87914.206 | 0.0128 | 0.488 | 107575.706 | 0.0126 | 1.231 | 275934.349 | 0.0148 | 0.8 | 165920.3 | 0.012 | 0.7 | 174250.1 | 8.5 | Water Injection<br>Selective Catalytic Reduction | Existing SCR | 0.0116 | 0.0116 | 0.6 |  |  | 0.6
CT | Wallingford Energy, LLC | 55517 | CT05 | New Haven | 2001-08-20 | 530 | 50 | 41.4486 | -72.8358 | ARP, CAIROS, RGGI | Combustion turbine | Pipeline Natural Gas |  | Water Injection<br>Selective Catalytic Reduction | Electric Utility |  | 0.1228 | 0.61 | 30991.701 | 0.0423 | 0.466 | 39703.8 | 0.0392 | 1.253 | 128162.415 | 0.0231 | 1.492 | 241789.878 | 0.0156 | 1.288 | 239353.794 | 0.0183 | 0.4 | 68815.871 | 0.0134 | 0.323 | 69578.482 | 0.0131 | 1.259 | 269838.962 | 0.0152 | 0.8 | 168501.4 | 0.0106 | 0.6 | 134538.7 | 8.7 | Water Injection<br>Selective Catalytic Reduction | Existing SCR | 0.0106 | 0.0106 | 0.6 |  |  | 0.6
CT | Waterbury Generation | 56629 | 10 | New Haven | 2009-05-15 | 1800 | 96 | 41.5444 | -73.0416 | ARP, CAIROS, RGGI | Combustion turbine | Pipeline Natural Gas | Diesel Oil | Water Injection<br>Selective Catalytic Reduction | Electric Utility | [22 empty] | 0.0183 | 2.933 | 506766.077 | 0.0971 | 12.1 | 249488.8 | 0.0276 | 2.1 | 192192.2 | 3.8 | Water Injection<br>Selective Catalytic Reduction | Existing SCR | 0.0183 | 0.0183 | 2.3 |  |  | 2.3
DC | Benning Generation Station | 603 | 15 | District of Columbia | 1968-06-10 | 3230 | 290 | 38.8994 | -76.9592 | ARP, NBP | Tangentially-fired | Residual Oil |  |  | Electric Utility | Electric Services | 0.1726 | 20.495 | 199053.891 | 0.0555 | 3.977 | 75621.549 | 0.1844 | 120.845 | 1164782.228 | 0.2055 | 31.305 | 277159.606 | 0.1354 | 13.017 | 126466.563 | 0.2544 | 46.649 | 323993.391 | 0.1777 | 10.147 | 91218.062 | 0.2609 | 190.159 | 1402858.212 | 0.2068 | 133.1 | 1138357.4 |  |  |  | 9.6 |  | Low Ozone Season Rate | 0.0555 | 0.0555 | 35.7 |  |  | 35.7
DC | Benning Generation Station | 603 | 16 | District of Columbia | 1972-08-01 | 3230 | 290 | 38.8994 | -76.9592 | ARP, NBP | Dry bottom wall-fired boiler | Residual Oil |  |  | Electric Utility | Electric Services | 0.2115 | 33.867 | 256865.938 | 0.1138 | 14.88 | 152277.667 | 0.2402 | 149.04 | 1077167.442 | 0.2508 | 63.959 | 458028.199 | 0.2032 | 101.372 | 771551.094 | 0.2085 | 60.288 | 476811.085 | 0.2135 | 19.53 | 136887.921 | 0.2571 | 159.758 | 1154964.926 | 0.2044 | 68.2 | 521366.6 | 0.1932 | 6.1 | 44397.8 | 4.4 |  | New SCR | 0.1138 | 0.06 | 20 |  |  | 20
DE | Christiana Substation | 591 | 11 | New Castle | 1973-11-01 | 391 | 26 | 39.7302 | -75.5371 | CAIRNOX, CAIROS, CAIRSO2, RGGI | Combustion turbine | Diesel Oil |  | Water Injection | Electric Utility |  | 0.63 | 3.443 | 10932.6 | 0.63 | 1.074 | 3409.1 | 1.2001 | 5.684 | 9474.2 | 1.2 | 4.704 | 7838.8 | 1.2 | 1.047 | 1744.9 | 1.2 | 0.873 | 1454.4 | 0.2 | 0.297 | 2970.6 | 0.2 | 0.508 | 5077.6 | 0.1958 | 0.2 | 2513.1 | 0.196 | 0.3 | 2624 | 0.2 | Water Injection | Low Ozone Season Rate | 0.1958 | 0.1958 | 0.2 |  |  | 0.2
DE | Christiana Substation | 591 | 14 | New Castle | 1973-11-01 | 391 | 26 | 39.7302 | -75.5371 | CAIRNOX, CAIROS, CAIRSO2, RGGI | Combustion turbine | Diesel Oil |  | Water Injection | Electric Utility |  | 0.63 | 2.462 | 7813.7 | 0.63 | 0.773 | 2455 | 1.1999 | 4.263 | 7105.5 | 1.2 | 3.827 | 6378.8 | 1.2 | 0.712 | 1187 | 1.2 | 1.115 | 1858 | 0.22 | 0.429 | 3898 | 0.22 | 0.355 | 3227.7 | 0.207 | 0.1 | 1304.1 | 0.2076 | 0.4 | 3753.9 | 0.1 | Water Injection | Low Ozone Season Rate | 0.207 | 0.207 | 0.1 |  |  | 0.1
DE | Edge Moor | 593 | 3 | New Castle | 1954-12-01 | 1117 | 75 | 39.7372 | -75.5033 | ARP, NBP | Tangentially-fired | Coal | Residual Oil, Pipeline Natural Gas | Selective Non-catalytic Reduction | Electric Utility | Electric Services | 0.1724 | 165.457 | 1877891.225 | 0.1691 | 195.327 | 2207363.275 | 0.2751 | 313.317 | 2213611.925 | 0.2517 | 243.542 | 1884805.9 | 0.2106 | 195.49 | 1835042.425 | 0.2571 | 229.159 | 1775033.1 | 0.1203 | 79.417 | 1310393.05 | 0.0662 | 77.932 | 2308307.325 | 0.0586 | 57 | 1987879.9 | 0.0614 | 36.4 | 1216320.9 | 48.5 | SNCR | Low Ozone Season Rate | 0.0586 | 0.0586 | 57 | Gas Conversion 2011 | 2011/2012 Rates Already Reflect Gas | 57 | 0
DE | Edge Moor | 593 | 4 | New Castle | 1966-04-01 | 1867 | 176.8 | 39.7372 | -75.5033 | CAIRNOX, CAIROS, CAIRSO2, RGGI, ARP | Tangentially-fired | Pipeline Natural Gas | Residual Oil | Low NOx Burner Technology w/ Separated OFA | Electric Utility | Electric Services | [24 empty] | 0.0861 | 79.2 | 1847855.6 | 0.07 | 96.1 | 2750719.3 | 27 |  | Low Ozone Season Rate | 0.07 | 0.07 | 64.4 | Gas Conversion 2011 | 2011/2012 Rates Already Reflect Gas | 64.4 | 14.8
DE | Edge Moor | 593 | 4 | New Castle | 1966-04-01 | 1867 | 176.8 | 39.7372 | -75.5033 | ARP, NBP | Tangentially-fired | Coal | Residual Oil, Pipeline Natural Gas | Low NOx Burner Technology w/ Closed-coupled OFA<br>Low NOx Burner Technology w/ Separated OFA | Electric Utility | Electric Services | 0.1816 | 432.953 | 4551372.325 | 0.186 | 418.006 | 4381919.775 | 0.219 | 490.567 | 4502695.5 | 0.2599 | 520.395 | 4032759.95 | 0.231 | 653.786 | 5690637.375 | 0.2778 | 491.311 | 3462261.975 | 0.1062 | 19.415 | 335272.675 | 0.0752 | 71.529 | 1854974.9 | [6 empty] | 0 |  | New SNCR | 0.0752 | 0.04512 | 0 | Gas Conversion 2011 | 2012 Rates Already Reflect Gas /No operation 2011 | 0 | 0
DE | Edge Moor | 593 | 5 | New Castle | 1973-08-01 | 4695 | 446 | 39.7372 | -75.5033 | ARP, NBP | Dry bottom wall-fired boiler | Residual Oil | Pipeline Natural Gas | Low NOx Burner Technology w/ Overfire Air | Electric Utility | Electric Services | 0.2401 | 716.011 | 5090420.6 | 0.234 | 178.246 | 1083281.825 | 0.3044 | 715.978 | 3996292.1 | 0.193 | 179.417 | 1319357.225 | 0.22 | 187.281 | 1153229.7 | 0.1996 | 51.6 | 320380.225 | 0.1057 | 10.24 | 157735.4 | 0.0603 | 34.664 | 937879.75 | 0.0751 | 80.2 | 1995922.7 | 0.0711 | 154.6 | 4238169.4 | 11.6 |  | Low Ozone Season Rate | 0.0603 | 0.0603 | 64.4 |  |  | 64.4
DE | Hay Road | 7153 | 1 | New Castle | 1989-07-01 | 1751 | 122 | 39.7436 | -75.5072 | CAIRNOX, CAIROS, CAIRSO2, RGGI | Combined cycle | Pipeline Natural Gas | Diesel Oil | Water Injection<br>Overfire Air | Electric Utility |  | 0.0508 | 25.475 | 1055104.125 | 0.0529 | 31.061 | 1290428.5 | 0.0636 | 44.341 | 1439556.05 | 0.0565 | 31.563 | 1264036.432 | 0.0579 | 42.697 | 1628484.647 | 0.0584 | 35.395 | 1328475.591 | 0.0654 | 27.998 | 934013.049 | 0.0571 | 52.674 | 2040013.06 | 0.0597 | 68.7 | 2451477.6 | 0.0576 | 86 | 3133378.7 | 38.1 | Water Injection<br>Overfire Air | Low Ozone Season Rate | 0.0508 | 0.0508 | 58.4 |  |  | 58.4
DE | Hay Road | 7153 | 2 | New Castle | 1989-05-01 | 1751 | 122 | 39.7436 | -75.5072 | CAIRNOX, CAIROS, CAIRSO2, RGGI | Combined cycle | Pipeline Natural Gas | Diesel Oil | Water Injection<br>Overfire Air | Electric Utility |  | 0.0734 | 36.924 | 1089823.25 | 0.0673 | 40.135 | 1319632.625 | 0.0793 | 52.67 | 1453412.775 | 0.0684 | 39.068 | 1297710.189 | 0.0669 | 49.768 | 1598007.478 | 0.0614 | 37.032 | 1317436.475 | 0.0655 | 28.405 | 936206.245 | 0.0612 | 57.306 | 2013767.442 | 0.0644 | 79.6 | 2623349.2 | 0.0545 | 81.9 | 3193694.4 | 40.8 | Water Injection<br>Overfire Air | Low Ozone Season Rate | 0.0545 | 0.0545 | 67.3 |  |  | 67.3
DE | Hay Road | 7153 | 5 | New Castle | 2001-04-01 | 1751 | 144 | 39.7436 | -75.5072 | ARP, RGGI, CAIRNOX, CAIROS, CAIRSO2 | Combined cycle | Diesel Oil | Pipeline Natural Gas | Water Injection<br>Overfire Air<br>Selective Catalytic Reduction | Electric Utility |  | 0.0977 | 32.292 | 1020284.9 | 0.3297 | 75.981 | 801519.025 | 0.3211 | 105.241 | 1135550 | 0.1119 | 10.204 | 339788.404 | 0.0522 | 10.042 | 1032533.77 | 0.0452 | 19.602 | 1137427.798 | 0.0407 | 15.039 | 969619.833 | 0.0223 | 18.217 | 2336126.419 | 0.0203 | 19.6 | 2541008.3 | 0.017 | 21.2 | 3157503 | 39.5 | Water Injection<br>Overfire Air<br>Selective Catalytic Reduction | Existing SCR | 0.017 | 0.017 | 16.4 |  |  | 16.4
DE | Hay Road | 7153 | 6 | New Castle | 2001-04-01 | 1751 | 144 | 39.7436 | -75.5072 | ARP, CAIRNOX, CAIROS, CAIRSO2, RGGI | Combined cycle | Diesel Oil | Pipeline Natural Gas | Water Injection<br>Overfire Air<br>Selective Catalytic Reduction | Electric Utility |  | 0.1199 | 50.748 | 1008524.8 | 0.4038 | 99.385 | 861433.775 | 0.3061 | 106.77 | 1212066.525 | 0.0669 | 15.078 | 912870.483 | 0.0327 | 8.185 | 1048633.587 | 0.0601 | 23.079 | 1114739.431 | 0.0539 | 18.085 | 965736.533 | 0.0219 | 15.744 | 2342159.072 | 0.0197 | 18.3 | 2422585.7 | 0.0111 | 15.2 | 3090100.4 | 37.7 | Water Injection<br>Overfire Air<br>Selective Catalytic Reduction | Existing SCR | 0.0111 | 0.0111 | 10.3 |  |  | 10.3
DE | Hay Road | 7153 | 7 | New Castle | 2001-04-01 | 1751 | 144 | 39.7436 | -75.5072 | ARP, CAIRNOX, CAIROS, CAIRSO2, RGGI | Combined cycle | Diesel Oil | Pipeline Natural Gas | Water Injection<br>Overfire Air<br>Selective Catalytic Reduction | Electric Utility |  | 0.0661 | 20.584 | 990098.15 | 0.3802 | 89.908 | 793566.45 | 0.3311 | 115.442 | 1123327.3 | 0.1051 | 10.996 | 447930.299 | 0.0683 | 13.92 | 969671.392 | 0.0656 | 19.276 | 1022120.718 | 0.0395 | 13.043 | 955708.565 | 0.02 | 15.592 | 2287247.735 | 0.0199 | 18.5 | 2425755.4 | 0.0153 | 19.4 | 3083059.2 | 37.7 | Water Injection<br>Overfire Air<br>Selective Catalytic Reduction | Existing SCR | 0.0153 | 0.0153 | 14.2 |  |  | 14.2
DE | Hay Road | 7153 | **3 | New Castle | 1990-01-01 | 1751 | 122 | 39.7436 | -75.5072 | ARP, CAIRNOX, CAIROS, CAIRSO2, RGGI | Combined cycle | Pipeline Natural Gas | Diesel Oil | Water Injection<br>Overfire Air | Electric Utility |  | 0.07 | 36.37 | 1114607.65 | 0.0581 | 33.114 | 1304533.25 | 0.0644 | 48.58 | 1447353.4 | 0.0505 | 26.641 | 1264872.468 | 0.0601 | 37.124 | 1402847.537 | 0.0539 | 28.521 | 1233804.988 | 0.0578 | 22.474 | 883475.625 | 0.0538 | 46.824 | 1960386.74 | 0.0564 | 65.1 | 2517381.9 | 0.0555 | 82 | 3147674.6 | 39.2 | Water Injection<br>Overfire Air | Low Ozone Season Rate | 0.0505 | 0.0505 | 58.3 |  |  | 58.3
DE | Indian River | 594 | 1 | Sussex | 1957-06-01 | 1090 | 81.6 | 38.5857 | -75.2341 | ARP, NBP | Dry bottom wall-fired boiler | Coal |  | Low NOx Burner Technology w/ Overfire Air | Electric Utility | Electric Services | 0.3564 | 335.969 | 1832500.025 | 0.3539 | 422.071 | 2304454.175 | 0.3582 | 376.321 | 2032266.7 | 0.3608 | 334.495 | 1790749.475 | 0.3817 | 517.516 | 2636539.65 | 0.2468 | 190.239 | 1462616.325 | 0.2094 | 32.372 | 258901.85 | 0.2413 | 141.102 | 1099866.525 | [6 empty] | 0 |  | New SNCR | 0.2094 | 0.12564 | 0 | Shutdown | Gas Combined Cycle Replacement/No operation 2011 | 0 | 0
DE | Indian River | 594 | 2 | Sussex | 1959-06-01 | 1186 | 81.6 | 38.5857 | -75.2341 | ARP, NBP | Dry bottom wall-fired boiler | Coal |  | Low NOx Burner Technology w/ Overfire Air | Electric Utility | Electric Services | 0.3642 | 380.187 | 1987516.325 | 0.3265 | 350.796 | 2015265.125 | 0.3643 | 363.882 | 1882923.475 | 0.3728 | 439.33 | 2214003.2 | 0.3523 | 494.285 | 2696154.15 | 0.2261 | 203.067 | 1663959.9 | 0.2043 | 34.451 | 283385.625 | [9 empty] | 0 |  | New SNCR | 0.2043 | 0.12258 | 0 | Shutdown | Gas Combined Cycle Replacement/No operation 2011 | 0 | 0
DE | Indian River | 594 | 3 | Sussex | 1970-06-01 | 1904 | 176.8 | 38.5857 | -75.2341 | ARP, NBP | Dry bottom wall-fired boiler | Coal |  | Low NOx Burner Technology w/ Overfire Air<br>Selective Non-catalytic Reduction | Electric Utility | Electric Services | 0.2968 | 420.7 | 2886022.975 | 0.2789 | 515.007 | 3679428.325 | 0.3908 | 820.312 | 4281701.45 | 0.2945 | 517.024 | 3502043.6 | 0.2829 | 667.586 | 4684557.675 | 0.3047 | 445.318 | 2894441.325 | 0.2452 | 252.012 | 1778346.975 | 0.3073 | 477.149 | 2789577 | 0.2627 | 291.8 | 2058799.3 | 0.2635 | 183.5 | 1278986.3 | 29.4 | SNCR | Existing SNCR | 0.2452 | 0.2452 | 272.3 | Shutdown | Gas Combined Cycle Replacement | 9.8 | 282
DE | Indian River | 594 | 4 | Sussex | 1980-06-01 | 5091 | 445.5 | 38.5857 | -75.2341 | ARP, NBP | Dry bottom turbo-fired boiler | Coal |  | Low NOx Burner Technology w/ Overfire Air<br>Selective Non-catalytic Reduction | Electric Utility | Electric Services | 0.2864 | 1027.635 | 6659411.95 | 0.2952 | 1089.887 | 6796041.975 | 0.3035 | 1441.201 | 8757371.6 | 0.3072 | 1148.629 | 6919042.75 | 0.3038 | 1253.123 | 7739604.55 | 0.2955 | 1387.47 | 8886736.15 | 0.2645 | 712.708 | 5022622.65 | 0.2864 | 1146.308 | 7412603.625 | 0.3082 | 1052.2 | 6446503.4 | 0.0657 | 225.2 | 7028306.4 | 34.5 | SCR | Existing SCR | 0.0657 | 0.0657 | 224.3 |  |  | 224.3
DE | McKee Run | 599 | 3 | Kent | 1975-09-01 | 1180 | 113.6 | 39.1748 | -75.5455 | ARP, NBP | Dry bottom wall-fired boiler | Residual Oil | Pipeline Natural Gas | Low NOx Burner Technology (Dry Bottom only) | Electric Utility | Electric Services | 0.2805 | 127.363 | 823403.219 | 0.2448 | 98.893 | 692564.216 | 0.2984 | 103.687 | 594311.732 | 0.1943 | 19.085 | 128828.561 | 0.2294 | 25.918 | 165610.243 | 0.1871 | 17.004 | 130887.817 | 0.1711 | 4.244 | 38275.797 | 0.3396 | 88.694 | 488651.708 | 0.1728 | 31.3 | 248298.3 | 0.1722 | 35.7 | 256853.7 | 5.7 |  | New SNCR | 0.1711 | 0.10266 | 18.6 |  |  | 18.6
DE | NRG Energy Center Dover | 10030 | 2 | Kent | 2001-06-01 | 500 | 50 | 39.1467 | -75.5461 | ARP, CAIRNOX, CAIROS, CAIRSO2, RGGI | Combustion turbine | Pipeline Natural Gas | Diesel Oil | Water Injection | Electric Utility |  | 0.0824 | 1.332 | 38055.397 | 0.0811 | 2.274 | 62498.65 | 0.0942 | 4.743 | 113930.24 | 0.0843 | 1.649 | 43633.224 | 0.0955 | 2.849 | 64875.242 | 0.0942 | 1.686 | 41942.284 | 0.0857 | 3.835 | 99367.327 | 0.083 | 5.121 | 138062.767 | 0.0777 | 4.8 | 134087.9 | 0.0821 | 5.3 | 149315.7 | 7.3 | Water Injection | Low Ozone Season Rate | 0.0777 | 0.0777 | 4.8 |  |  | 4.8
DE | NRG Energy Center Dover | 10030 | 3 | Kent | 2001-06-01 | 500 | 50 | 39.1467 | -75.5461 | ARP, CAIRNOX, CAIROS, CAIRSO2, RGGI | Combustion turbine | Pipeline Natural Gas | Diesel Oil | Water Injection | Electric Utility |  | 0.0838 | 2.663 | 71650.521 | 0.0883 | 2.406 | 61509.903 | 0.088 | 3.716 | 95418.88 | 0.0792 | 1.33 | 36706.017 | 0.0833 | 2.983 | 77271.478 | 0.0869 | 0.392 | 11033.037 | 0.0988 | 1.122 | 27920.199 | 0.0823 | 5.109 | 138227.592 | 0.0784 | 4.6 | 128551.3 | 0.0809 | 5.1 | 141773.8 | 7 | Water Injection | Low Ozone Season Rate | 0.0784 | 0.0784 | 4.6 |  |  | 4.6
DE | Van Sant | 7318 | **11 | Kent | 1991-06-01 | 546.7 | 45.1 | 39.15 | -75.5466 | ARP, CAIRNOX, CAIROS, CAIRSO2, RGGI | Combustion turbine | Diesel Oil | Pipeline Natural Gas | Water Injection | Electric Utility |  | 0.1351 | 2.444 | 33064.62 | 0.1226 | 2.703 | 38854.197 | 0.1175 | 2.208 | 35157.497 | 0.1251 | 1.699 | 26612.996 | 0.1251 | 0.682 | 10953.511 | 0.1427 | 1.274 | 16147.649 | 0.1594 | 0.651 | 8365.256 | 0.106 | 3.269 | 61693.589 | 0.104 | 1.4 | 26931.7 | 0.1637 | 1 | 10384.7 | 1.3 | Water Injection | Low Ozone Season Rate | 0.104 | 0.104 | 1.4 |  |  | 1.4
DE | Warren F. Sam Beasley Pwr Station | 7962 | 1 | Kent | 2002-01-11 | 500 | 45 | 39.2798 | -75.6246 | ARP, CAIRNOX, CAIROS, CAIRSO2, RGGI | Combustion turbine | Pipeline Natural Gas |  | Water Injection<br>Selective Catalytic Reduction | Electric Utility |  | 0.0293 | 1.87 | 165166.575 | 0.0232 | 1.107 | 125917.375 | 0.0265 | 1.546 | 156225.1 | 0.0233 | 1.314 | 143596.675 | 0.0221 | 3.3 | 375056.2 | 0.0236 | 1.631 | 172385.325 | 0.0241 | 1.032 | 120184.298 | 0.025 | 2.317 | 266536.238 | 0.027 | 1.6 | 175486 | 0.0307 | 0.9 | 84417.5 | 9.6 | Water Injection<br>Selective Catalytic Reduction | Existing SCR | 0.0221 | 0.0221 | 1.3 |  |  | 1.3
DE | Warren F. Sam Beasley Pwr Station | 7962 | 2 | Kent | 2012-04-25 | 500 | 51 | 39.2798 | -75.6246 | ARP, CAIRNOX, CAIROS, CAIRSO2, RGGI | Combustion turbine (Started Apr 22, 2012) | Pipeline Natural Gas | Diesel Oil | Water Injection<br>Selective Catalytic Reduction | Electric Utility | [28 empty] | 0.1389 | 0.6 | 13299 | 0 | Water Injection<br>Selective Catalytic Reduction | Existing SCR | 0.1389 | 0.1389 | 0 |  |  | 0
FL | Anclote | 8048 | 1 | Pasco | 1974-10-16 | 5600 | 556.2 | 28.1844 | -82.7887 | ARP | Tangentially-fired | Residual Oil | Pipeline Natural Gas |  | Electric Utility | Electric Services | 0.3322 | 2456.641 | 13800000 | 0.3155 | 2416.293 | 14100000 | 0.3077 | 2247.132 | 13300000 | 0.2994 | 1906.049 | 11300000 | 0.3378 | 1897.718 | 10300000 | 0.2276 | 1032.802 | 8324280.2 | 0.1534 | 447.125 | 4877510.35 | 0.152 | 432.712 | 4902102.825 | 0.0921 | 246.7 | 4782784.5 | 0.0697 | 182.6 | 4892885.1 | 23.3 |  | Low Ozone Season Rate | 0.0697 | 0.0697 | 186.7 |  |  | 186.7
FL | Anclote | 8048 | 2 | Pasco | 1978-10-31 | 5600 | 556.2 | 28.1844 | -82.7887 | ARP | Tangentially-fired | Residual Oil | Pipeline Natural Gas |  | Electric Utility | Electric Services | 0.358 | 2589.28 | 13300000 | 0.3261 | 2592.901 | 14000000 | 0.3768 | 2732.557 | 12800000 | 0.2914 | 1982.429 | 11500000 | 0.267 | 1581.643 | 10700000 | 0.1809 | 807.406 | 8252079.375 | 0.1161 | 339.061 | 4970820.75 | 0.1459 | 481.698 | 6041795.8 | 0.0752 | 218.3 | 4988706.9 | 0.0492 | 125 | 4788812 | 24.3 |  | Low Ozone Season Rate | 0.0492 | 0.0492 | 142.9 |  |  | 142.9
FL | Arvah B Hopkins | 688 | 1 | Leon | 1971-05-01 | 903 | 75 | 30.4522 | -84.4 | ARP | Dry bottom wall-fired boiler | Pipeline Natural Gas | Residual Oil |  | Electric Utility | Electric Services | 0.2054 | 87.916 | 834864.725 | 0.213 | 132.832 | 1229483.075 | 0.1812 | 94.936 | 967582.3 | 0.1842 | 24.081 | 236106.8 | 0.2152 | 127.611 | 1121720.7 | 0.2102 | 71.909 | 661041.3 | 0.1793 | 36.574 | 386540 | 0.1834 | 82.178 | 865781.45 | 0.1791 | 69.3 | 755209.8 | 0.1507 | 60.8 | 788735.6 | 22.8 |  | New SNCR | 0.1507 | 0.09042 | 35 |  |  | 35
FL | Arvah B Hopkins | 688 | 2 | Leon | 1977-10-01 | 2500 | 259.2 | 30.4522 | -84.4 | ARP | Dry bottom wall-fired boiler | Pipeline Natural Gas | Residual Oil | Overfire Air | Electric Utility | Electric Services | 0.1958 | 430.376 | 3823170.075 | 0.2067 | 470.414 | 4062276.05 | 0.1455 | 333.697 | 3769678.6 | 0.1211 | 292.546 | 4019270.4 | 0.1555 | 285.654 | 3196207 | [11 empty] | 0 |  |  |  | 0 |  | New SCR | 0.1211 | 0.06 | 0 |  |  | 0
FL | Arvah B Hopkins | 688 | 2A | Leon | 2008-05-09 | 2844 | 198.9 | 30.4522 | -84.4 | ARP, CAIRNOX, CAIROS, CAIRSO2, TRNOXOS | Combined cycle | Pipeline Natural Gas | Diesel Oil | Dry Low NOx Burners<br>Water Injection<br>Selective Catalytic Reduction | Electric Utility | [19 empty] | 0.0153 | 39.038 | 5072268.857 | 0.0171 | 42.282 | 5009277.364 | 0.017 | 39.3 | 4692342.3 | 0.0166 | 39.8 | 4800504.3 | 44.9 | Dry Low NOx Burners<br>Water Injection<br>Selective Catalytic Reduction | Existing SCR | 0.0153 | 0.0153 | 35.4 |  |  | 35.4
FL | Arvah B Hopkins | 688 | HC2 | Leon | 1972-09-01 | 600 | 27 | 30.4522 | -84.4 | CAIRNOX, CAIROS, CAIRSO2, TRNOXOS | Combustion turbine | Pipeline Natural Gas | Diesel Oil |  | Electric Utility | [16 empty] | 0.6992 | 15.641 | 44689.6 | 0.6998 | 2.73 | 7799.9 | 0.7 | 5.789 | 16539.1 | 0.7 | 2.6 | 7333.1 | 0.7 | 1.9 | 5337.8 | 0.3 | None Reported | Water Injection | 0.6992 | 0.41952 | 1.5 |  |  | 1.5
FL | Arvah B Hopkins | 688 | HC3 | Leon | 2005-08-02 | 500 | 60 | 30.4522 | -84.4 | ARP, CAIRNOX, CAIROS, CAIRSO2, TRNOXOS | Combustion turbine | Pipeline Natural Gas | Diesel Oil | Water Injection<br>Selective Catalytic Reduction | Electric Utility | [7 empty] | 0.0227 | 0.434 | 42345.85 | 0.0197 | 2.943 | 371233.8 | 0.0204 | 2.233 | 284291.325 | 0.0187 | 1.576 | 213118.9 | 0.07 | 1.758 | 61521.7 | 0.1797 | 11.878 | 138196.125 | 0.0257 | 2.2 | 216454.9 | 0.0211 | 2.5 | 291400.8 | 11.8 | Water Injection<br>Selective Catalytic Reduction | Existing SCR | 0.0187 | 0.0187 | 1.6 |  |  | 1.6
FL | Arvah B Hopkins | 688 | HC4 | Leon | 2005-09-29 | 500 | 60 | 30.4522 | -84.4 | ARP, CAIRNOX, CAIROS, CAIRSO2, TRNOXOS | Combustion turbine | Pipeline Natural Gas | Diesel Oil | Water Injection<br>Selective Catalytic Reduction | Electric Utility | [10 empty] | 0.0226 | 2.94 | 339262.05 | 0.0211 | 2.312 | 264471.225 | 0.0231 | 1.55 | 172659.675 | 0.0918 | 2.901 | 79589.85 | 0.0199 | 1.86 | 227595.075 | 0.022 | 2.1 | 220739.7 | 0.0189 | 2.6 | 320707.3 | 12 | Water Injection<br>Selective Catalytic Reduction | Existing SCR | 0.0189 | 0.0189 | 1.8 |  |  | 1.8
FL | Auburndale Peaker Energy Center | 55833 | 6 | Polk | 2002-05-15 | 1591 | 130.1 | 28.0534 | -81.8059 | ARP, CAIRNOX, CAIROS, CAIRSO2, TRNOXOS | Combustion turbine | Pipeline Natural Gas | Diesel Oil | Water Injection | Electric Utility | [19 empty] | 0.1015 | 9.957 | 219441.093 | 0.1033 | 6.797 | 145013.866 | 0.1025 | 21.2 | 459149.5 | 0.0961 | 9 | 207135 | 7.9 | Water Injection | Low Ozone Season Rate | 0.0961 | 0.0961 | 19.9 |  |  | 19.9
FL | Avon Park | 624 | P1 | Highlands | 1968-12-14 | 563 | 33.7 | 27.5792 | -81.4925 | CAIRNOX, CAIROS, CAIRSO2, TRNOXOS | Combustion turbine | Diesel Oil | Pipeline Natural Gas |  | Electric Utility | [16 empty] | 0.3417 | 18.437 | 99263.325 | 0.4996 | 39.534 | 157472.3 | 0.2867 | 6.335 | 42776.725 | 0.265 | 0.4 | 2770.9 | 0.2638 | 0.5 | 3268.5 | 0.1 | None Reported | Water Injection | 0.2638 | 0.15828 | 0.2 |  |  | 0.2
FL | Avon Park | 624 | P2 | Highlands | 1968-12-20 | 563 | 33.7 | 27.5792 | -81.4925 | CAIRNOX, CAIROS, CAIRSO2, TRNOXOS | Combustion turbine | Diesel Oil | Pipeline Natural Gas |  | Electric Utility | [16 empty] | 0.4665 | 15.186 | 62693.65 | 0.6706 | 13.96 | 41295.9 | 0.3992 | 0.839 | 3794.375 | 0.347 | 0.1 | 645.9 | 0.4195 | 0.5 | 2450.5 | 0 | None Reported | Water Injection | 0.347 | 0.2082 | 0.1 |  |  | 0.1
FL | Bayboro | 627 | 1A | Pinellas | 1973-04-14 | 774 | 56.7 | 27.7578 | -82.6369 | CAIRNOX, CAIROS, CAIRSO2, TRNOXOS | Combustion turbine | Diesel Oil |  |  | Electric Utility | [16 empty] | 0.6401 | 6.969 | 21004.125 | 0.6809 | 4.148 | 11355.15 |  |  |  | 0.5881 | 0.5 | 1499.7 | 0.6697 | 0.9 | 2488.5 | 0.1 | None Reported | Water Injection | 0.5881 | 0.35286 | 0.3 |  |  | 0.3
FL | Bayboro | 627 | 1B | Pinellas | 1973-04-14 | 774 | 56.7 | 27.7578 | -82.6369 | CAIRNOX, CAIROS, CAIRSO2, TRNOXOS | Combustion turbine | Diesel Oil |  |  | Electric Utility | [16 empty] | 0.6759 | 7.36 | 21085.625 | 0.6741 | 3.855 | 10984.975 | 0.6937 | 2.065 | 5810.125 | 0.62 | 0.5 | 1472.7 | 0.6473 | 0.9 | 2492.7 | 0.1 | None Reported | Water Injection | 0.62 | 0.372 | 0.3 |  |  | 0.3
FL | Bayboro | 627 | 2A | Pinellas | 1973-04-14 | 774 | 56.7 | 27.7578 | -82.6369 | CAIRNOX, CAIROS, CAIRSO2, TRNOXOS | Combustion turbine | Diesel Oil |  |  | Electric Utility | [16 empty] | 0.6629 | 5.273 | 15483.6 | 0.6522 | 4.486 | 13150.3 | 0.6761 | 2.587 | 7542.375 | 0.699 | 0.7 | 1881.5 | 0.6689 | 1.1 | 3019.9 | 0.1 | None Reported | Water Injection | 0.6522 | 0.39132 | 0.4 |  |  | 0.4
FL | Bayboro | 627 | 2B | Pinellas | 1973-04-14 | 774 | 56.7 | 27.7578 | -82.6369 | CAIRNOX, CAIROS, CAIRSO2, TRNOXOS | Combustion turbine | Diesel Oil |  |  | Electric Utility | [16 empty] | 0.5984 | 4.578 | 14899.95 | 0.5879 | 3.854 | 12568.2 | 0.5894 | 1.079 | 3522.175 | 0.548 | 0.6 | 2222.4 | 0.6272 | 0.8 | 2550.2 | 0.1 | None Reported | Water Injection | 0.548 | 0.3288 | 0.4 |  |  | 0.4
FL | Bayboro | 627 | 3A | Pinellas | 1973-04-14 | 774 | 56.7 | 27.7578 | -82.6369 | CAIRNOX, CAIROS, CAIRSO2, TRNOXOS | Combustion turbine | Diesel Oil |  |  | Electric Utility | [16 empty] | 0.6005 | 3.443 | 10908.925 | 0.6298 | 4.335 | 13337.45 | 0.6489 | 4.29 | 12975.975 | 0.593 | 0.8 | 2577.2 | 0.594 | 0.1 | 167.9 | 0.1 | None Reported | Water Injection | 0.593 | 0.3558 | 0.5 |  |  | 0.5
FL | Bayboro | 627 | 3B | Pinellas | 1973-04-14 | 774 | 56.7 | 27.7578 | -82.6369 | CAIRNOX, CAIROS, CAIRSO2, TRNOXOS | Combustion turbine | Diesel Oil |  |  | Electric Utility | [16 empty] | 0.5607 | 3.447 | 11640.45 | 0.5759 | 4.096 | 13817.65 | 0.5984 | 4.196 | 13796.075 | 0.5342 | 0.7 | 2531.2 | 0.593 | 0.1 | 167.5 | 0.1 | None Reported | Water Injection | 0.5342 | 0.32052 | 0.4 |  |  | 0.4
FL | Bayboro | 627 | 4A | Pinellas | 1973-04-14 | 774 | 56.7 | 27.7578 | -82.6369 | CAIRNOX, CAIROS, CAIRSO2, TRNOXOS | Combustion turbine | Diesel Oil |  |  | Electric Utility | [16 empty] | 0.6203 | 11.208 | 35276.575 | 0.6539 | 8.24 | 24399.125 | 0.6279 | 3.553 | 10901.925 | 0.5809 | 0.7 | 2514.6 | 0.601 | 0 | 53.2 | 0.1 | None Reported | Water Injection | 0.5809 | 0.34854 | 0.4 |  |  | 0.4
FL | Bayboro | 627 | 4B | Pinellas | 1973-04-14 | 774 | 56.7 | 27.7578 | -82.6369 | CAIRNOX, CAIROS, CAIRSO2, TRNOXOS | Combustion turbine | Diesel Oil |  |  | Electric Utility | [16 empty] | 0.6466 | 11.181 | 33459.425 | 0.6758 | 7.934 | 22691.725 | 0.7639 | 4.768 | 11883.9 | 0.6077 | 0.8 | 2586.5 | 0.607 | 0 | 53.2 | 0.1 | None Reported | Water Injection | 0.607 | 0.3642 | 0.5 |  |  | 0.5
FL | Bayside Power Station | 7873 | CT1A | Hillsborough | 2003-03-15 | 1842 | 189.9 | 27.9072 | -82.4231 | ARP, CAIRNOX, CAIROS, CAIRSO2, TRNOXOS | Combustion turbine | Pipeline Natural Gas |  | Dry Low NOx Burners<br>Selective Catalytic Reduction | Electric Utility |  | 0.0179 | 34.915 | 4523530.4 | 0.0172 | 20.945 | 3109402.375 | 0.017 | 25.047 | 3533362.55 | 0.017 | 18.282 | 2710985.825 | 0.017 | 28.2 | 3952542.35 | 0.0187 | 28.584 | 3859373.75 | 0.0192 | 33.699 | 4134834.3 | 0.0205 | 25.128 | 3241808.9 | 0.0152 | 20.7 | 3173298.6 | 0.0146 | 28.4 | 4459895.2 | 46.9 | Dry Low NOx Burners<br>Selective Catalytic Reduction | Existing SCR | 0.0146 | 0.0146 | 19.8 |  |  | 19.8
FL | Bayside Power Station | 7873 | CT1B | Hillsborough | 2003-03-15 | 1842 | 189.9 | 27.9072 | -82.4231 | ARP, CAIRNOX, CAIROS, CAIRSO2, TRNOXOS | Combustion turbine | Pipeline Natural Gas |  | Dry Low NOx Burners<br>Selective Catalytic Reduction | Electric Utility |  | 0.0181 | 33.403 | 4195906.475 | 0.0176 | 19.851 | 2936123.9 | 0.0146 | 22.842 | 3766612.775 | 0.0167 | 26.787 | 3942005.55 | 0.0167 | 27.844 | 4096614.1 | 0.0204 | 31.413 | 3868144 | 0.0162 | 30.139 | 4285163.475 | 0.0198 | 29.947 | 3774184.25 | 0.0174 | 18.8 | 2707854.6 | 0.0144 | 25.9 | 4216227.4 | 40 | Dry Low NOx Burners<br>Selective Catalytic Reduction | Existing SCR | 0.0144 | 0.0144 | 15.5 |  |  | 15.5
FL | Bayside Power Station | 7873 | CT1C | Hillsborough | 2003-03-11 | 1842 | 189.9 | 27.9072 | -82.4231 | ARP, CAIRNOX, CAIROS, CAIRSO2, TRNOXOS | Combustion turbine | Pipeline Natural Gas |  | Dry Low NOx Burners<br>Selective Catalytic Reduction | Electric Utility |  | 0.0177 | 31.7 | 4339908.4 | 0.0174 | 18.105 | 2735074.55 | 0.0159 | 22.728 | 3624047 | 0.0181 | 28.917 | 3971379.125 | 0.017 | 25.54 | 3724411.6 | 0.018 | 25.704 | 3713460.65 | 0.0182 | 28.984 | 3937303.175 | 0.013 | 29.331 | 4749955.825 | 0.0186 | 19.7 | 2803476.4 | 0.0141 | 25 | 4146261 | 41.4 | Dry Low NOx Burners<br>Selective Catalytic Reduction | Existing SCR | 0.013 | 0.013 | 13.8 |  |  | 13.8
FL | Bayside Power Station | 7873 | CT2A | Hillsborough | 2003-09-16 | 1842 | 189.9 | 27.9072 | -82.4231 | ARP, CAIRNOX, CAIROS, CAIRSO2, TRNOXOS | Combustion turbine | Pipeline Natural Gas |  | Dry Low NOx Burners<br>Selective Catalytic Reduction | Electric Utility |  |  |  |  | 0.019 | 26.264 | 3656482.675 | 0.0146 | 24.087 | 3952876.35 | 0.0179 | 25.34 | 3630035.025 | 0.017 | 25.948 | 3813387.075 | 0.0163 | 26.626 | 3991158.7 | 0.0171 | 32.669 | 4379388.75 | 0.0182 | 31.407 | 4068758.2 | 0.0154 | 27.2 | 4129552.5 | 0.0135 | 25.7 | 4274156.6 | 61.1 | Dry Low NOx Burners<br>Selective Catalytic Reduction | Existing SCR | 0.0135 | 0.0135 | 23.8 |  |  | 23.8
FL | Bayside Power Station | 7873 | CT2B | Hillsborough | 2003-09-05 | 1842 | 189.9 | 27.9072 | -82.4231 | ARP, CAIRNOX, CAIROS, CAIRSO2, TRNOXOS | Combustion turbine | Pipeline Natural Gas |  | Dry Low NOx Burners<br>Selective Catalytic Reduction | Electric Utility |  |  |  |  | 0.0182 | 26.226 | 3850152.6 | 0.017 | 25.375 | 3727298.625 | 0.0173 | 26.748 | 3919970.6 | 0.0162 | 23.99 | 3838520.375 | 0.0195 | 27.817 | 3704127.2 | 0.0165 | 31.235 | 4309382.275 | 0.0143 | 23.646 | 3900030.675 | 0.0157 | 27.5 | 4148052.2 | 0.0144 | 24.2 | 4007062.9 | 61.3 | Dry Low NOx Burners<br>Selective Catalytic Reduction | Existing SCR | 0.0143 | 0.0143 | 25.1 |  |  | 25.1
FL | Bayside Power Station | 7873 | CT2C | Hillsborough | 2003-11-19 | 1842 | 189.9 | 27.9072 | -82.4231 | ARP, CAIRNOX, CAIROS, CAIRSO2, TRNOXOS | Combustion turbine | Pipeline Natural Gas |  | Dry Low NOx Burners<br>Selective Catalytic Reduction | Electric Utility |  |  |  |  | 0.0174 | 22.938 | 3486318.9 | 0.0171 | 24.515 | 3609890.35 | 0.0168 | 26.927 | 4014053.175 | 0.0146 | 28.723 | 4480927.8 | 0.0155 | 25.815 | 4072235.325 | 0.0172 | 29.98 | 4185639.1 | 0.0167 | 28.91 | 4255103.35 | 0.0142 | 25.7 | 4237348.3 | 0.0147 | 25.6 | 4190130.3 | 62.6 | Dry Low NOx Burners<br>Selective Catalytic Reduction | Existing SCR | 0.0142 | 0.0142 | 25.7 |  |  | 25.7
FL | Bayside Power Station | 7873 | CT2D | Hillsborough | 2003-11-18 | 1842 | 189.9 | 27.9072 | -82.4231 | ARP, CAIRNOX, CAIROS, CAIRSO2, TRNOXOS | Combustion turbine | Pipeline Natural Gas |  | Dry Low NOx Burners<br>Selective Catalytic Reduction | Electric Utility |  |  |  |  | 0.0169 | 26.1 | 3959013.975 | 0.0159 | 24.541 | 3911341.35 | 0.0163 | 23.862 | 3734798.125 | 1.0414 | 1881.781 | 3708920.45 | 0.0145 | 23.352 | 3980177.7 | 0.0149 | 29.021 | 4481926.4 | 0.0169 | 29.349 | 4146049.375 | 0.016 | 28 | 4181247.7 | 0.0149 | 26.2 | 4211902 | 61.8 | Dry Low NOx Burners<br>Selective Catalytic Reduction | Existing SCR | 0.0145 | 0.0145 | 25.4 |  |  | 25.4
FL | Bayside Power Station | 7873 | CT3A | Hillsborough | 2009-06-29 | 572 | 69.9 | 27.9072 | -82.4231 | ARP, CAIRNOX, CAIROS, CAIRSO2, TRNOXOS | Combustion turbine | Pipeline Natural Gas |  | Water Injection | Electric Utility | [22 empty] | 0.0866 | 6.562 | 156972.6 | 0.0892 | 0.8 | 19720.9 | 0.0919 | 1.8 | 41143.3 | 0.9 | Water Injection | Low Ozone Season Rate | 0.0866 | 0.0866 | 0.8 |  |  | 0.8
FL | Bayside Power Station | 7873 | CT3B | Hillsborough | 2009-06-29 | 572 | 69.9 | 27.9072 | -82.4231 | ARP, CAIRNOX, CAIROS, CAIRSO2, TRNOXOS | Combustion turbine | Pipeline Natural Gas |  | Water Injection | Electric Utility | [22 empty] | 0.0858 | 6.436 | 156269.65 | 0.091 | 0.8 | 19595.4 | 0.0904 | 1.7 | 40245.4 | 0.9 | Water Injection | Low Ozone Season Rate | 0.0858 | 0.0858 | 0.8 |  |  | 0.8
FL | Bayside Power Station | 7873 | CT4A | Hillsborough | 2009-06-25 | 572 | 69.9 | 27.9072 | -82.4231 | ARP, CAIRNOX, CAIROS, CAIRSO2, TRNOXOS | Combustion turbine | Pipeline Natural Gas |  | Water Injection | Electric Utility | [22 empty] | 0.0845 | 6.533 | 160810.5 | 0.093 | 1.5 | 35062.9 | 0.0912 | 1.4 | 32916.5 | 1.7 | Water Injection | Low Ozone Season Rate | 0.0845 | 0.0845 | 1.4 |  |  | 1.4
FL | Bayside Power Station | 7873 | CT4B | Hillsborough | 2009-06-25 | 572 | 69.9 | 27.9072 | -82.4231 | ARP, CAIRNOX, CAIROS, CAIRSO2, TRNOXOS | Combustion turbine | Pipeline Natural Gas |  | Water Injection | Electric Utility | [22 empty] | 0.0919 | 7.003 | 158656.075 | 0.0937 | 1.6 | 35748.6 | 0.0921 | 1.5 | 34579.9 | 1.7 | Water Injection | Low Ozone Season Rate | 0.0919 | 0.0883 | 1.5 |  |  | 1.5
FL | Bayside Power Station | 7873 | CT5A | Hillsborough | 2009-04-02 | 572 | 69.9 | 27.9072 | -82.4231 | ARP, CAIRNOX, CAIROS, CAIRSO2, TRNOXOS | Combustion turbine | Pipeline Natural Gas |  | Water Injection | Electric Utility | [22 empty] | 0.0823 | 5.241 | 133473.325 | 0.0914 | 1.9 | 44173.1 | 0.0889 | 1.5 | 34998.9 | 2.1 | Water Injection | Low Ozone Season Rate | 0.0823 | 0.0823 | 1.7 |  |  | 1.7
FL | Bayside Power Station | 7873 | CT5B | Hillsborough | 2009-04-02 | 572 | 69.9 | 27.9072 | -82.4231 | ARP, CAIRNOX, CAIROS, CAIRSO2, TRNOXOS | Combustion turbine | Pipeline Natural Gas |  | Water Injection | Electric Utility | [22 empty] | 0.0855 | 5.549 | 135877.35 | 0.0922 | 1.9 | 44030.6 | 0.0938 | 1.5 | 34932.6 | 2.1 | Water Injection | Low Ozone Season Rate | 0.0855 | 0.0855 | 1.8 |  |  | 1.8
FL | Bayside Power Station | 7873 | CT6A | Hillsborough | 2009-03-25 | 572 | 69.9 | 27.9072 | -82.4231 | ARP, CAIRNOX, CAIROS, CAIRSO2, TRNOXOS | Combustion turbine | Pipeline Natural Gas |  | Water Injection | Electric Utility | [22 empty] | 0.0896 | 4.983 | 117130.325 | 0.0898 | 0.7 | 15840.8 | 0.0911 | 1.4 | 32445.9 | 0.8 | Water Injection | Low Ozone Season Rate | 0.0896 | 0.0834 | 0.6 |  |  | 0.6
FL | Bayside Power Station | 7873 | CT6B | Hillsborough | 2009-03-25 | 572 | 69.9 | 27.9072 | -82.4231 | ARP, CAIRNOX, CAIROS, CAIRSO2, TRNOXOS | Combustion turbine | Pipeline Natural Gas |  | Water Injection | Electric Utility | [22 empty] | 0.0859 | 4.867 | 118666.65 | 0.0943 | 0.8 | 17205.9 | 0.0918 | 1.5 | 33245.7 | 0.8 | Water Injection | Low Ozone Season Rate | 0.0859 | 0.0825 | 0.7 |  |  | 0.7
FL | Big Bend | 645 | BB01 | Hillsborough | 1970-10-01 | 6100 | 445.5 | 27.7944 | -82.4036 | ARP | Wet bottom turbo-fired boiler | Coal |  | Other | Electric Utility |  | 0.6588 | 3490.339 | 10300000 | 0.6998 | 3975.275 | 11000000 | 0.6473 | 3713.854 | 11500000 | 0.7158 | 4055.682 | 11000000 | 0.6431 | 4457.371 | 13800000 | 0.5924 | 3650.696 | 12200000 | 0.4222 | 2000.651 | 8550226.25 | 0.0809 | 475.189 | 12300000 | 0.0823 | 549.1 | 13400000 | 0.0908 | 406.5 | 9056206.6 | 60 |  | New SCR | 0.0809 | 0.06 | 400.3 |  |  | 400.3
FL | Big Bend | 645 | BB02 | Hillsborough | 1973-04-01 | 5200 | 445.5 | 27.7944 | -82.4036 | ARP | Wet bottom turbo-fired boiler | Coal |  | Other | Electric Utility |  | 0.6283 | 3610.003 | 11500000 | 0.697 | 3940.988 | 11100000 | 0.6503 | 3984.938 | 12000000 | 0.6827 | 4626.468 | 13400000 | 0.6411 | 4146.202 | 12800000 | 0.5892 | 3553.578 | 12100000 | 0.416 | 689.42 | 4984836.425 | 0.0809 | 494.821 | 11800000 | 0.0819 | 492.9 | 12100000 | 0.089 | 545.4 | 12300000 | 63.3 |  | New SCR | 0.0809 | 0.06 | 361.1 |  |  | 361.1
FL | Big Bend | 645 | BB03 | Hillsborough | 1976-05-01 | 5600 | 445.5 | 27.7944 | -82.4036 | ARP | Wet bottom turbo-fired boiler | Coal |  | Other | Electric Utility |  | 0.5076 | 2871.493 | 10600000 | 0.5391 | 3148.402 | 11100000 | 0.5331 | 2810.226 | 10000000 | 0.431 | 2584.229 | 11500000 | 0.376 | 1751.568 | 8842813.82 | 0.0998 | 483.165 | 10500000 | 0.1127 | 692.422 | 12300000 | 0.0997 | 754.634 | 15300000 | 0.0953 | 599.4 | 12600000 | 0.0941 | 503.1 | 11100000 | 61.5 |  | New SCR | 0.0941 | 0.06 | 377.4 |  |  | 377.4
FL | Big Bend | 645 | BB04 | Hillsborough | 1985-02-01 | 6300 | 486 | 27.7944 | -82.4036 | ARP | Tangentially-fired | Coal |  |  | Electric Utility |  | 0.3394 | 2515.218 | 15000000 | 0.2026 | 1369.014 | 13800000 | 0.2005 | 1427.815 | 14300000 | 0.2924 | 2407.407 | 16000000 | 0.0871 | 521.212 | 12200000 | 0.0787 | 494.68 | 12800000 | 0.0879 | 689.017 | 15700000 | 0.0748 | 360.063 | 9719488.6 | 0.0801 | 474.2 | 11800000 | 0.0819 | 483.4 | 12000000 | 51 |  | New SCR | 0.0748 | 0.06 | 355.2 |  |  | 355.2
FL | Big Bend | 645 | CT4A | Hillsborough | 2009-08-06 | 572 | 62 | 27.7944 | -82.4036 | ARP, CAIRNOX, CAIROS, CAIRSO2, TRNOXOS | Combustion turbine | Pipeline Natural Gas | Diesel Oil | Water Injection | Electric Utility | [13 empty] | 0.0285 | 7.033 | 546389.975 | [6 empty] | 0.0827 | 5.736 | 147750.8 | 0.0909 | 1.1 | 25726.4 | 0.0981 | 1.1 | 25401.4 | 1.2 | Water Injection | Low Ozone Season Rate | 0.0285 | 0.0827 | 1 |  |  | 1
FL | Big Bend | 645 | CT4B | Hillsborough | 2009-08-06 | 572 |  | 27.7944 | -82.4036 | ARP, CAIRNOX, CAIROS, CAIRSO2, TRNOXOS | Combustion turbine | Pipeline Natural Gas | Diesel Oil | Water Injection | Electric Utility | [13 empty] | 0.0576 | 27.34 | 938017.175 | [6 empty] | 0.0909 | 6.712 | 155024.325 | 0.0912 | 1 | 23609.3 | 0.0933 | 1 | 23556.5 | 1.1 | Water Injection | Low Ozone Season Rate | 0.0576 | 0.0909 | 1 |  |  | 1
FL | Brandy Branch | 7846 | 1 | Duval | 2001-05-31 | 1822 | 185 | 30.3206 | -81.9486 | ARP, CAIRNOX, CAIROS, CAIRSO2, TRNOXOS | Combustion turbine | Pipeline Natural Gas | Diesel Oil | Dry Low NOx Burners<br>Water Injection | Electric Utility |  | 0.0468 | 10.499 | 596494.464 | 0.0633 | 9.176 | 330386.226 | 0.0289 | 7.105 | 554051.046 | 0.0474 | 4.582 | 269099.218 | 0.0436 | 5.703 | 334683.105 | 0.0496 | 2.235 | 119212.185 | 0.0493 | 3.484 | 188490.286 | 0.0476 | 3.683 | 193562.778 | 0.0486 | 3.8 | 202620.4 | 0.0516 | 3.3 | 170248.8 | 3 | Dry Low NOx Burners<br>Water Injection | Low Ozone Season Rate | 0.0289 | 0.0289 | 2.2 |  |  | 2.2
FL | Brandy Branch | 7846 | 2 | Duval | 2001-05-31 | 2145 | 185 | 30.3206 | -81.9486 | ARP, CAIRNOX, CAIROS, CAIRSO2, TRNOXOS | Combined cycle | Pipeline Natural Gas | Diesel Oil | Dry Low NOx Burners<br>Selective Catalytic Reduction<br>Water Injection | Electric Utility |  | 0.2035 | 49.006 | 529097.299 | 0.058 | 27.673 | 1046481.019 | 0.0259 | 14.863 | 1933719.524 | 0.0217 | 20.501 | 3373181.732 | 0.0218 | 19.022 | 2936364.505 | 0.0249 | 17.76 | 2480633.43 | 0.0247 | 18.879 | 2581021.838 | 0.0136 | 16.906 | 3494856.278 | 0.0103 | 24.2 | 4957630.1 | 0.0095 | 28.3 | 5971544.6 | 62.9 | Dry Low NOx Burners<br>Selective Catalytic Reduction<br>Water Injection | Existing SCR | 0.0095 | 0.0095 | 22.3 |  |  | 22.3
FL | Brandy Branch | 7846 | 3 | Duval | 2001-10-02 | 2145 | 185 | 30.3206 | -81.9486 | ARP, CAIRNOX, CAIROS, CAIRSO2, TRNOXOS | Combined cycle | Pipeline Natural Gas | Diesel Oil | Dry Low NOx Burners<br>Selective Catalytic Reduction<br>Water Injection | Electric Utility |  | 0.0424 | 18.423 | 1209656.54 | 0.042 | 23.256 | 1384321.015 | 0.0253 | 12.61 | 1676317.232 | 0.0223 | 18.503 | 2967804.618 | 0.0213 | 21.025 | 3272764.891 | 0.0217 | 17.926 | 2912983.718 | 0.0209 | 20.055 | 3130334.887 | 0.0168 | 21.288 | 3643608.627 | 0.0097 | 24.8 | 5317853.8 | 0.0103 | 30.1 | 5966334.7 | 67.5 | Dry Low NOx Burners<br>Selective Catalytic Reduction<br>Water Injection | Existing SCR | 0.0097 | 0.0097 | 24.8 |  |  | 24.8
FL | C D McIntosh Jr Power Plant | 676 | 1 | Polk | 1971-02-01 | 985 | 103.5 | 28.0809 | -81.9256 | ARP | Dry bottom wall-fired boiler | Residual Oil | Other Oil, Pipeline Natural Gas |  | Electric Utility | Electric Services | 0.3586 | 283.704 | 1377859.325 | 0.3679 | 208.638 | 932864.825 | 0.3249 | 222.989 | 1079729.85 | 0.1898 | 70.235 | 424609.731 | 0.2234 | 46.909 | 336442.437 | 0.2615 | 27.021 | 156914.168 | [6 empty] | 0.2292 | 2.3 | 15481.5 |  |  |  | 0.4 |  | New SNCR | 0.1898 | 0.11388 | 1.2 |  |  | 1.2
FL | C D McIntosh Jr Power Plant | 676 | 2 | Polk | 1976-06-01 | 1185 | 126 | 28.0809 | -81.9256 | ARP | Dry bottom wall-fired boiler | Residual Oil | Pipeline Natural Gas | Combustion Modification/Fuel Reburning | Electric Utility | Electric Services | 0.1748 | 112.011 | 1091979 | 0.1649 | 34.787 | 329077.975 | 0.1511 | 61.673 | 652800.575 | 0.1212 | 55.915 | 866608.702 | 0.0857 | 35.604 | 675444.142 | 0.0951 | 12.229 | 187171.795 | 0.0925 | 16.741 | 253787.788 | 0.1009 | 27.479 | 403752.391 | 0.1276 | 8.3 | 97601.4 | 0.0894 | 5.6 | 83479.1 | 2.2 |  | Low Ozone Season Rate | 0.0857 | 0.0857 | 5.6 |  |  | 5.6
FL | C D McIntosh Jr Power Plant | 676 | 3 | Polk | 1982-09-01 | 3640 | 363.8 | 28.0809 | -81.9256 | ARP | Dry bottom wall-fired boiler | Coal | Pipeline Natural Gas, Refuse | Low NOx Burner Technology (Dry Bottom only) | Electric Utility | Electric Services | 0.4608 | 2396.071 | 10400000 | 0.4298 | 2078.802 | 9496823.675 | 0.4443 | 2840.818 | 12700000 | 0.4415 | 1870.162 | 8401421.334 | 0.3632 | 2063.6 | 11300000 | 0.3014 | 2073.762 | 13700000 | 0.2981 | 1178.969 | 7780732.227 | 0.1433 | 432.907 | 6992401.286 | 0.2013 | 825.9 | 10100000 | 0.2168 | 843.5 | 7790078.2 | 75.4 |  | New SCR | 0.1433 | 0.06 | 246.2 |  |  | 246.2
FL | C D McIntosh Jr Power Plant | 676 | 5 | Polk | 1999-07-01 | 2407 | 249 | 28.0809 | -81.9256 | CAIRNOX, CAIROS, CAIRSO2, TRNOXOS, ARP | Combined cycle | Pipeline Natural Gas | Diesel Oil | Selective Catalytic Reduction | Electric Utility |  | 0.0237 | 73.815 | 6320289.625 | 0.0208 | 56.528 | 5442519.825 | 0.0261 | 26.82 | 2352029.125 | 0.0243 | 44.111 | 3820949.647 |  |  |  | 0.0259 | 37.851 | 3136886.788 | 0.0254 | 73.134 | 6014578.688 | 0.0242 | 75.848 | 6355238.547 | 0.0345 | 115.5 | 6794018.7 | 0.0196 | 69.3 | 7035044.7 | 76.9 | Selective Catalytic Reduction | Existing SCR | 0.0196 | 0.0196 | 65.6 |  |  | 65.6
FL | Cane Island | 7238 | 2 | Osceola | 1995-07-01 | 987 | 80 | 28.2764 | -81.533 | ARP, CAIRNOX, CAIROS, CAIRSO2, TRNOXOS | Combined cycle | Pipeline Natural Gas | Diesel Oil | Dry Low NOx Burners<br>Water Injection | Electric Utility |  | 0.0403 | 25.721 | 1439531.747 | 0.0491 | 34.917 | 1396767.362 | 0.0552 | 24.347 | 1007872.493 | 0.0495 | 28.648 | 1381032.149 | 0.0425 | 21.152 | 1193696.022 | 0.0348 | 11.481 | 791523.55 | 0.0351 | 16.737 | 1078272.941 | 0.0383 | 17.216 | 1093863.151 | 0.0421 | 5.7 | 335104.3 | 0.0318 | 8.2 | 602596.7 | 9.2 | Dry Low NOx Burners<br>Water Injection | Low Ozone Season Rate | 0.0318 | 0.0318 | 4.3 |  |  | 4.3
FL | Cane Island | 7238 | 3 | Osceola | 2001-01-26 | 2076 | 167.5 | 28.2764 | -81.533 | ARP, CAIRNOX, CAIROS, CAIRSO2, TRNOXOS | Combined cycle | Pipeline Natural Gas | Diesel Oil | Dry Low NOx Burners<br>Water Injection<br>Selective Catalytic Reduction | Electric Utility |  | 0.0108 | 27.154 | 5110896.742 | 0.0097 | 20.092 | 4457559.588 | 0.0078 | 2.065 | 508611.786 | 0.0152 | 25.213 | 4275041.786 | 0.0169 | 26.577 | 4074417.205 | 0.0159 | 26.185 | 4244956.296 | 0.0109 | 23.526 | 4770929.459 | 0.0091 | 20.463 | 4892197.01 | 0.0094 | 17.8 | 4153297.6 | 0.0064 | 14.4 | 4887130.9 | 54.5 | Dry Low NOx Burners<br>Water Injection<br>Selective Catalytic Reduction | Existing SCR | 0.0064 | 0.0064 | 12.1 |  |  | 12.1
FL | Cane Island | 7238 | 4 | Osceola | 2011-02-07 | 2560 | 180 | 28.2764 | -81.533 | ARP, CAIRNOX, CAIROS, CAIRSO2, TRNOXOS | Combined cycle | Pipeline Natural Gas |  | Selective Catalytic Reduction | Electric Utility | [25 empty] | 0.0089 | 10.3 | 2863647.5 | 0.0094 | 11 | 3081268.3 | 30.5 | Selective Catalytic Reduction | Existing SCR | 0.0089 | 0.0089 | 10.3 |  |  | 10.3
FL | Cane Island | 7238 | **1 | Osceola | 1995-03-24 | 435 | 42 | 28.2764 | -81.533 | ARP, CAIRNOX, CAIROS, CAIRSO2, TRNOXOS | Combustion turbine | Pipeline Natural Gas | Diesel Oil | Dry Low NOx Burners<br>Water Injection | Electric Utility |  | 0.076 | 3.624 | 74582.825 | 0.0873 | 1.296 | 31018.53 | 0.0801 | 1.861 | 48608.782 | 0.1089 | 0.761 | 15393.121 | 0.0935 | 1.305 | 30948.899 | 0.078 | 1.833 | 47765.336 | 0.0817 | 2.845 | 73434.418 | 0.0846 | 2.305 | 59104.191 | 0.0809 | 0.6 | 15846.6 | 0.0797 | 1.4 | 37911.7 | 1 | Dry Low NOx Burners<br>Water Injection | Low Ozone Season Rate | 0.076 | 0.076 | 0.6 |  |  | 0.6
FL | Cape Canaveral | 609 | PCC1 | Brevard | 1965-04-11 | 4180 | 402 | 28.4694 | -80.7642 | ARP | Dry bottom wall-fired boiler | Residual Oil | Pipeline Natural Gas |  | Electric Utility | Electric Services | 0.4902 | 2851.946 | 9276774.084 | 0.4205 | 2155.708 | 8092576.075 | 0.3874 | 1659.551 | 6667692.547 | 0.33 | 1545.316 | 6726163.873 | 0.3076 | 1140.207 | 5274810.942 | 0.2806 | 981.791 | 4609312.324 | 0.3093 | 1226.054 | 5643968.378 | [5 empty] | 0 |  |  |  | 0 |  | New SCR | 0.2806 | 0.06 | 0 |  |  | 0
FL | Cape Canaveral | 609 | PCC2 | Brevard | 1969-05-10 | 4180 | 402 | 28.4694 | -80.7642 | ARP | Dry bottom wall-fired boiler | Residual Oil | Pipeline Natural Gas |  | Electric Utility | Electric Services | 0.5027 | 2844.452 | 8937998.452 | 0.4413 | 2190.608 | 7920834.134 | 0.4189 | 1979.481 | 7204238.067 | 0.3323 | 1436.835 | 6275113.001 | 0.3325 | 1382.255 | 5891345.335 | 0.2747 | 803.24 | 3770568.022 | 0.2995 | 1146.653 | 5330529.352 | [5 empty] | 0 |  |  |  | 0 |  | New SCR | 0.2747 | 0.06 | 0 |  |  | 0
FL | Cedar Bay Generating Co. LP | 10672 | CBA | Duval | 1994-01-31 | 1169 | 291.6 | 30.4219 | -81.6079 | CAIRNOX, CAIROS | Circulating fluidized bed boiler | Coal |  | Selective Non-catalytic Reduction | Electric Utility | [16 empty] | 0.1542 | 294.413 | 3792925.556 | 0.1451 | 242.996 | 3345522.209 | 0.1606 | 307.497 | 3810564.631 | 0.164 | 258.4 | 3157942 | 0.1637 | 236.4 | 2877714.4 | 73.6 | SNCR | New SCR | 0.1451 | 0.07255 | 114.3 |  |  | 114.3
FL | Cedar Bay Generating Co. LP | 10672 | CBB | Duval | 1994-01-31 | 1169 | 292 | 30.4219 | -81.6079 | CAIRNOX, CAIROS | Circulating fluidized bed boiler | Coal |  | Selective Non-catalytic Reduction | Electric Utility | [16 empty] | 0.1525 | 309.031 | 4047348.366 | 0.1461 | 258.192 | 3543120.869 | 0.1618 | 298.024 | 3650361.75 | 0.1644 | 262.8 | 3186400.7 | 0.1642 | 207.3 | 2515863 | 74.2 | SNCR | New SCR | 0.1461 | 0.07305 | 116.8 |  |  | 116.8
FL | Cedar Bay Generating Co. LP | 10672 | CBC | Duval | 1994-01-31 | 1169 | 292 | 30.4219 | -81.6079 | CAIRNOX, CAIROS | Circulating fluidized bed boiler | Coal |  | Selective Non-catalytic Reduction | Electric Utility | [16 empty] | 0.1548 | 289.961 | 3731753.804 | 0.1447 | 228.166 | 3142308.706 | 0.1634 | 291.294 | 3552899.047 | 0.1627 | 246.7 | 3019894.7 | 0.1627 | 224.1 | 2733032.8 | 70.4 | SNCR | New SCR | 0.1447 | 0.07235 | 109.7 |  |  | 109.7
FL | Charles Larsen Memorial Power Plant | 675 | 7 | Polk | 1966-01-01 | 616 | 44 | 28.0797 | -81.9228 | ARP | Dry bottom wall-fired boiler | Residual Oil | Pipeline Natural Gas |  | Electric Utility | Electric Services | 0.2043 | 13.569 | 99639.275 |  |  |  | 0.1293 | 904.547 | 12600000 | [17 empty] | 0 |  |  |  | 0 |  | New SNCR | 0.1293 | 0.07758 | 0 |  |  | 0
FL | Charles Larsen Memorial Power Plant | 675 | **8 | Polk | 1992-07-01 | 1055 | 101.5 | 28.0797 | -81.9228 | CAIRNOX, CAIROS, CAIRSO2, TRNOXOS, ARP | Combined cycle | Pipeline Natural Gas | Diesel Oil | Water Injection | Electric Utility |  | 0.0613 | 43.447 | 1424293.7 | 0.0614 | 21.018 | 682271.2 | 0.058 | 26.546 | 904384.85 | 0.055 | 32.548 | 1164940.025 |  |  |  | 0.0615 | 15.523 | 494525 | 0.0433 | 13.635 | 620494.108 | 0.0502 | 25.366 | 990856.665 | 0.0497 | 4.8 | 192033.4 | 0.0587 | 2.4 | 81554.8 | 5 | Water Injection | Low Ozone Season Rate | 0.0433 | 0.0433 | 4.2 |  |  | 4.2
FL | Crist Electric Generating Plant | 641 | 2 | Escambia | 1949-06-01 | 420 | 28.1 | 30.5661 | -87.2289 | ARP | Dry bottom wall-fired boiler | Pipeline Natural Gas | Diesel Oil |  | Electric Utility | Electric Services | [6 empty] | 0.1238 | 0.58 | 8181.3 | [17 empty] | 0 |  |  |  | 0 |  | New SNCR | 0.1238 | 0.07428 | 0 |  |  | 0
FL | Crist Electric Generating Plant | 641 | 3 | Escambia | 1952-09-01 | 550 | 37.5 | 30.5661 | -87.2289 | ARP | Dry bottom wall-fired boiler | Pipeline Natural Gas | Diesel Oil |  | Electric Utility | Electric Services | [26 empty] | 0 |  |  |  | 0 |  | Not Operating | 0 | 0 | 0 |  |  | 0
FL | Crist Electric Generating Plant | 641 | 4 | Escambia | 1959-07-01 | 1097 | 93.7 | 30.5661 | -87.2289 | ARP | Tangentially-fired | Coal | Diesel Oil, Other Oil, Pipeline Natural Gas | Other | Electric Utility | Electric Services | 0.3746 | 474.691 | 2548995.3 | 0.3507 | 475.411 | 2725367.5 | 0.3745 | 484.775 | 2621529.45 | 0.3009 | 440.123 | 2990762.5 | 0.3127 | 438.62 | 2845186.925 | 0.3697 | 448.346 | 2462866.45 | 0.377 | 74.391 | 375778.575 | 0.1813 | 181.321 | 1954366.475 | 0.1868 | 168.4 | 1785135.5 | 0.1235 | 5.6 | 86358.2 | 44.3 | SNCR | New SCR | 0.1235 | 0.06175 | 55.7 |  |  | 55.7
FL | Crist Electric Generating Plant | 641 | 5 | Escambia | 1961-06-01 | 1097 | 93.7 | 30.5661 | -87.2289 | ARP | Tangentially-fired | Coal | Diesel Oil, Other Oil, Pipeline Natural Gas | Other | Electric Utility | Electric Services | 0.3821 | 450.134 | 2370285.85 | 0.3523 | 439.795 | 2529366.15 | 0.364 | 480.384 | 2641748 | 0.2902 | 379.122 | 2647962.575 | 0.2964 | 354.756 | 2423181.95 | 0.3331 | 391.354 | 2363114.3 | 0.3517 | 345.376 | 1957663.075 | 0.178 | 249.112 | 2767521.6 | 0.1892 | 208.9 | 2225337.5 | 0.1507 | 158.9 | 2097004.2 | 55.2 | SNCR | New SCR | 0.1507 | 0.07535 | 83.2 |  |  | 83.2
FL | Crist Electric Generating Plant | 641 | 6 | Escambia | 1970-05-01 | 3705 | 369.7 | 30.5661 | -87.2289 | ARP | Dry bottom wall-fired boiler | Coal | Diesel Oil, Other Oil, Pipeline Natural Gas | Low NOx Burner Technology (Dry Bottom only) | Electric Utility | Electric Services | 0.4537 | 2261.241 | 9948242.875 | 0.4778 | 1968.479 | 7863240.725 | 0.4902 | 2318.55 | 9182382.325 | 0.279 | 1388.306 | 9858051.55 | 0.2541 | 1221.244 | 9340403.525 | 0.2477 | 1080.626 | 8436596.9 | 0.2534 | 545.075 | 4137490.775 | 0.1809 | 841.248 | 9093186.625 | 0.1894 | 578.2 | 5941950.3 | 0.1533 | 554.9 | 7065799.9 | 43.7 | SCR | Existing SCR | 0.1533 | 0.1533 | 468 |  |  | 468
FL | Crist Electric Generating Plant | 641 | 7 | Escambia | 1973-08-01 | 6406 | 578 | 30.5661 | -87.2289 | ARP | Dry bottom wall-fired boiler | Coal | Diesel Oil, Other Oil, Pipeline Natural Gas | Low NOx Burner Technology (Dry Bottom only) | Electric Utility | Electric Services | 0.421 | 3956.753 | 18400000 | 0.3141 | 2189.277 | 13200000 | 0.1352 | 633.939 | 9715563.525 | 0.0925 | 752.991 | 16400000 | 0.0845 | 685.27 | 16500000 | 0.0842 | 646.633 | 15700000 | 0.0875 | 612.989 | 14000000 | 0.1779 | 1497.628 | 16900000 | 0.1594 | 1295.9 | 15200000 | 0.1242 | 515.4 | 8446296.6 | 64.7 | SCR | Existing SCR | 0.0842 | 0.0842 | 684.5 |  |  | 684.5
FL | Crystal River | 628 | 1 | Citrus | 1966-10-01 | 4230 | 440.5 | 28.9594 | -82.7003 | ARP | Tangentially-fired | Coal | Other Oil | Low NOx Burner Technology w/ Closed-coupled OFA | Electric Utility | Electric Services | 0.3844 | 1939.21 | 10000000 | 0.3794 | 1811.288 | 9487506.125 | 0.3801 | 1802.708 | 9331752.725 | 0.4007 | 2052.298 | 9964117.325 | 0.3875 | 1991.78 | 10200000 | 0.3784 | 1595.179 | 8476713.15 | 0.3928 | 1655.133 | 8472555.15 | 0.3852 | 1583.334 | 8420030.95 | 0.4023 | 1453.6 | 7490438.6 | 0.378 | 1110.5 | 5871679.8 | 48.2 |  | New SCR | 0.378 | 0.06 | 216.8 | Shutdown | Gas Combined Cycle Replacement | 35.6 | 1418
FL | Crystal River | 628 | 2 | Citrus | 1969-11-01 | 4795 | 523.8 | 28.9594 | -82.7003 | ARP | Tangentially-fired | Coal | Other Oil |  | Electric Utility | Electric Services | 0.3676 | 2446.636 | 13400000 | 0.4079 | 2515.378 | 12400000 | 0.4102 | 2200.591 | 10700000 | 0.4279 | 2630.896 | 12200000 | 0.4012 | 2149.6 | 10400000 | 0.3739 | 2398.888 | 12700000 | 0.2932 | 1551.623 | 9854292.05 | 0.3172 | 1820.662 | 10900000 | 0.3268 | 1542.3 | 9134307.7 | 0.2821 | 1092.7 | 8122996.4 | 51.9 |  | New SCR | 0.2821 | 0.06 | 283.2 | Shutdown | Gas Combined Cycle Replacement | 43.4 | 1499
FL | Crystal River | 628 | 4 | Citrus | 1982-12-01 | 8010 | 739.2 | 28.9594 | -82.7003 | ARP | Dry bottom wall-fired boiler | Coal |  |  | Electric Utility | Electric Services | 0.5069 | 6445.935 | 24900000 | 0.4709 | 5772.749 | 23800000 | 0.4696 | 6213.633 | 25900000 | 0.4701 | 5837.123 | 24100000 | 0.4814 | 6198.293 | 25300000 | 0.4911 | 5880.377 | 23200000 | 0.3743 | 3460.028 | 18000000 | 0.0952 | 710.078 | 16000000 | 0.075 | 782.1 | 22000000 | 0.0771 | 841.9 | 22000000 | 74.9 | SCR | Existing SCR | 0.075 | 0.075 | 782.1 |  |  | 782.1
FL | Crystal River | 628 | 5 | Citrus | 1984-10-01 | 9932 | 739.2 | 28.9594 | -82.7003 | ARP | Dry bottom wall-fired boiler | Coal |  |  | Electric Utility | Electric Services | 0.4998 | 5925.791 | 23100000 | 0.4519 | 5251.703 | 22300000 | 0.4821 | 6751.673 | 27300000 | 0.4543 | 5393.157 | 23200000 | 0.472 | 5653.773 | 23600000 | 0.441 | 4841.446 | 21300000 | 0.1374 | 1027.314 | 14500000 | 0.0446 | 455.681 | 22000000 | 0.0478 | 470.4 | 20200000 | 0.1117 | 1145.2 | 20300000 | 55.5 | SCR | Existing SCR | 0.0446 | 0.0446 | 438.9 |  |  | 438.9
FL | Curtis H. Stanton Energy Center | 564 | 1 | Orange | 1987-05-12 | 4800 | 464.5 | 28.4836 | -81.1686 | ARP | Dry bottom wall-fired boiler | Coal | Other Gas, Residual Oil | Low NOx Burner Technology (Dry Bottom only) | Electric Utility | Electric Services | 0.3806 | 2780.865 | 14500000 | 0.4078 | 2772.999 | 13300000 | 0.3914 | 2969.235 | 14600000 | 0.4053 | 3092.675 | 15200000 | 0.3532 | 2839.401 | 15900000 | 0.3897 | 3032.199 | 15300000 | 0.3001 | 2012.534 | 13300000 | 0.2919 | 2049.638 | 13900000 | 0.2749 | 1634.4 | 11800000 | 0.265 | 1041.8 | 7826695.7 | 67.2 |  | New SCR | 0.265 | 0.06 | 356.7 |  |  | 356.7
FL | Curtis H. Stanton Energy Center | 564 | 2 | Orange | 1996-03-29 | 4800 | 464.5 | 28.4836 | -81.1686 | ARP | Dry bottom wall-fired boiler | Coal | Other Gas, Residual Oil, Other Oil | Low NOx Burner Technology (Dry Bottom only)<br>Selective Catalytic Reduction | Electric Utility | Electric Services | 0.1685 | 1287.5 | 15300000 | 0.1656 | 1191.845 | 14500000 | 0.163 | 1318.462 | 16100000 | 0.1632 | 1259.059 | 15400000 | 0.1644 | 1301.303 | 15800000 | 0.1611 | 1073.305 | 13300000 | 0.1608 | 1087.403 | 13500000 | 0.1532 | 1101.571 | 14200000 | 0.152 | 823.8 | 10900000 | 0.1538 | 783.5 | 10200000 | 61.8 | SCR | Existing SCR | 0.152 | 0.152 | 823.8 |  |  | 823.8
FL | Curtis H. Stanton Energy Center | 564 | CCB | Orange | 2009-10-27 | 2453 | 203.2 | 28.4836 | -81.1686 | ARP, CAIRNOX, CAIROS, CAIRSO2, TRNOXOS | Combined cycle | Pipeline Natural Gas | Diesel Oil | Dry Low NOx Burners<br>Water Injection<br>Selective Catalytic Reduction | Electric Utility | [22 empty] | 0.0085 | 12.299 | 4337834.1 | 0.0118 | 11.6 | 3390254.7 | 0.0076 | 12.5 | 4761538.8 | 37.6 | Dry Low NOx Burners<br>Water Injection<br>Selective Catalytic Reduction | Existing SCR | 0.0076 | 0.0076 | 7.5 |  |  | 7.5
FL | Cutler | 610 | PCU5 | Miami-Dade | 1954-11-10 | 940 | 74.5 | 25.6321 | -80.2989 | ARP | Tangentially-fired | Pipeline Natural Gas |  |  | Electric Utility | Electric Services | 0.0808 | 42.843 | 1053886.802 | 0.0888 | 24.709 | 547156.34 | 0.0755 | 20.046 | 527548.626 | 0.0797 | 4.015 | 103370.727 | 0.1007 | 3.744 | 80169.188 | 0.0757 | 0.606 | 14816.883 | [8 empty] | 0 |  |  |  | 0 |  | Low Ozone Season Rate | 0.0755 | 0.0755 | 0 |  |  | 0
FL | Cutler | 610 | PCU6 | Miami-Dade | 1955-08-22 | 1620 | 162 | 25.6321 | -80.2989 | ARP | Tangentially-fired | Pipeline Natural Gas |  |  | Electric Utility | Electric Services | 0.0833 | 103.828 | 2480585.896 | 0.0836 | 72.783 | 1731966.855 | 0.0836 | 43.472 | 1079221.178 | 0.09 | 27.358 | 638599.899 | 0.1064 | 43.214 | 847101.475 | 0.0673 | 5.584 | 191399.341 | [8 empty] | 0 |  |  |  | 0 |  | Low Ozone Season Rate | 0.0673 | 0.0673 | 0 |  |  | 0
FL | Debary | 6046 | **10 | Volusia | 1992-11-01 | 1159 | 115 | 28.9047 | -81.3319 | ARP, CAIRNOX, CAIROS, CAIRSO2, TRNOXOS | Combustion turbine | Diesel Oil |  | Water Injection | Electric Utility |  | 0.127 | 20.634 | 331704.05 | 0.1464 | 21.965 | 307013.425 | 0.1431 | 23.286 | 335388.925 | 0.1499 | 10.479 | 143377.125 | 0.1479 | 9.981 | 137482.925 | 0.1401 | 5.633 | 81151.375 | 0.1436 | 4.802 | 68279.675 | 0.1326 | 8.196 | 126601.95 | 0.1417 | 1.7 | 24962.7 | 0.1426 | 0.9 | 13428.6 | 0.6 | Water Injection | Low Ozone Season Rate | 0.127 | 0.127 | 1.5 |  |  | 1.5
FL | Debary | 6046 | **7 | Volusia | 1992-11-01 | 1228.5 | 115 | 28.9047 | -81.3319 | ARP, CAIRNOX, CAIROS, CAIRSO2, TRNOXOS | Combustion turbine | Diesel Oil | Pipeline Natural Gas | Water Injection | Electric Utility |  | 0.0721 | 40.724 | 1125151.525 | 0.0684 | 36.51 | 1071758.275 | 0.0699 | 24.882 | 727676.925 | 0.0834 | 17.992 | 437532.975 | 0.0825 | 16.161 | 390886.375 | 0.0744 | 14.842 | 397540.45 | 0.0773 | 18.21 | 477674.525 | 0.0727 | 15.985 | 451739.525 | 0.0621 | 11.1 | 368466.6 | 0.0694 | 4.6 | 133742.7 | 8.2 | Water Injection | Low Ozone Season Rate | 0.0621 | 0.0621 | 11.1 |  |  | 11.1
FL | Debary | 6046 | **8 | Volusia | 1992-11-01 | 1228.5 | 115 | 28.9047 | -81.3319 | ARP, CAIRNOX, CAIROS, CAIRSO2, TRNOXOS | Combustion turbine | Diesel Oil | Pipeline Natural Gas | Water Injection | Electric Utility |  | 0.0664 | 39.288 | 1152372.725 | 0.0694 | 38.06 | 1109063 | 0.0754 | 29.965 | 796898.425 | 0.0862 | 19.888 | 466386.825 | 0.0797 | 16.259 | 412453.875 | 0.0828 | 16.557 | 394686.425 | 0.0837 | 19.45 | 463905.75 | 0.0787 | 20.302 | 520379.725 | 0.0716 | 13.9 | 387321 | 0.0733 | 5.4 | 148156.4 | 8.6 | Water Injection | Low Ozone Season Rate | 0.0664 | 0.0664 | 12.9 |  |  | 12.9
FL | Debary | 6046 | **9 | Volusia | 1992-11-01 | 1228.5 | 115 | 28.9047 | -81.3319 | ARP, CAIRNOX, CAIROS, CAIRSO2, TRNOXOS | Combustion turbine | Diesel Oil | Pipeline Natural Gas | Water Injection | Electric Utility |  | 0.0697 | 37.239 | 1080787.775 | 0.0681 | 35.294 | 1046280.95 | 0.0689 | 27.47 | 795757.175 | 0.0788 | 17.172 | 431279.125 | 0.0808 | 14.103 | 352482.75 | 0.0769 | 13.557 | 350129.675 | 0.0809 | 16.629 | 412416.175 | 0.0712 | 19.745 | 551264.625 | 0.0772 | 14.9 | 374674.9 | 0.0708 | 4.6 | 128255.8 | 8.3 | Water Injection | Low Ozone Season Rate | 0.0681 | 0.0681 | 13.1 |  |  | 13.1
FL | Debary | 6046 | P1 | Volusia | 1976-02-06 | 825 | 66.8 | 28.9047 | -81.3319 | CAIRNOX, CAIROS, CAIRSO2, TRNOXOS | Combustion turbine | Diesel Oil |  |  | Electric Utility | [16 empty] | 0.4597 | 5.78 | 24332.025 | 0.4663 | 7.74 | 32217.25 | 0.4675 | 12.873 | 53811.25 | 0.4769 | 1.4 | 5640.7 | 0.5276 | 0.5 | 2056 | 0.2 | None Reported | Water Injection | 0.4597 | 0.27582 | 0.8 |  |  | 0.8
FL | Debary | 6046 | P2 | Volusia | 1976-03-20 | 825 | 66.8 | 28.9047 | -81.3319 | CAIRNOX, CAIROS, CAIRSO2, TRNOXOS | Combustion turbine | Diesel Oil |  |  | Electric Utility | [16 empty] | 0.4066 | 5.063 | 24044.75 | 0.4157 | 7.067 | 32794.775 | 0.4168 | 7.132 | 32883.875 | 0.4133 | 2.2 | 10353.4 | 0.4678 | 0.3 | 1479 | 0.3 | None Reported | Water Injection | 0.4066 | 0.24396 | 1.3 |  |  | 1.3
FL | Debary | 6046 | P3 | Volusia | 1975-12-31 | 825 | 66.8 | 28.9047 | -81.3319 | CAIRNOX, CAIROS, CAIRSO2, TRNOXOS | Combustion turbine | Diesel Oil |  |  | Electric Utility | [16 empty] | 0.4516 | 4.748 | 20745.1 | 0.4563 | 6.754 | 28807.475 | 0.4625 | 13.077 | 54785.925 | 0.4404 | 0.5 | 2360.9 | 0.515 | 0.5 | 1731.7 | 0.1 | None Reported | Water Injection | 0.4404 | 0.26424 | 0.3 |  |  | 0.3
FL | Debary | 6046 | P4 | Volusia | 1976-04-14 | 825 | 66.8 | 28.9047 | -81.3319 | CAIRNOX, CAIROS, CAIRSO2, TRNOXOS | Combustion turbine | Diesel Oil |  |  | Electric Utility | [16 empty] | 0.4024 | 4.758 | 22562.35 | 0.4139 | 5.959 | 27799.05 | 0.548 | 11.514 | 42022.15 | 0.4008 | 2.1 | 10201.9 | 0.393 | 0.2 | 1135.2 | 0.3 | None Reported | Water Injection | 0.393 | 0.2358 | 1.2 |  |  | 1.2
FL | Debary | 6046 | P5 | Volusia | 1975-12-22 | 825 | 66.8 | 28.9047 | -81.3319 | CAIRNOX, CAIROS, CAIRSO2, TRNOXOS | Combustion turbine | Diesel Oil |  |  | Electric Utility | [16 empty] | 0.3955 | 3.832 | 18824.7 | 0.4115 | 6.045 | 27894.6 | 0.4011 | 8.056 | 38550.8 | 0.3715 | 1.2 | 6390.5 | 0.5023 | 0.4 | 1529.4 | 0.2 | None Reported | Water Injection | 0.3715 | 0.2229 | 0.7 |  |  | 0.7
FL | Debary | 6046 | P6 | Volusia | 1976-04-30 | 825 | 66.8 | 28.9047 | -81.3319 | CAIRNOX, CAIROS, CAIRSO2, TRNOXOS | Combustion turbine | Diesel Oil |  |  | Electric Utility | [16 empty] | 0.3817 | 3.656 | 18472.825 | 0.4026 | 5.673 | 26839.125 | 0.3914 | 4.496 | 21906.275 | 0.3997 | 1.8 | 8315.2 | 0.389 | 0.3 | 1254.1 | 0.3 | None Reported | Water Injection | 0.3817 | 0.22902 | 1 |  |  | 1
FL | Deerhaven | 663 | B1 | Alachua | 1972-08-01 | 960 | 75 | 29.7586 | -82.3883 | ARP | Dry bottom wall-fired boiler | Pipeline Natural Gas | Residual Oil |  | Electric Utility | Electric Services | 0.2423 | 176.764 | 1283190.525 | 0.2451 | 177.502 | 1220615.075 | 0.1899 | 138.602 | 1275923.85 | 0.1968 | 155.236 | 1445215.05 | 0.1919 | 140.926 | 1315828.35 | 0.1505 | 82.478 | 933216 | 0.1407 | 74.841 | 969721.5 | 0.1283 | 60.301 | 856504.3 | 0.1122 | 31 | 462789 | 0.1165 | 42.2 | 611284.2 | 13.1 |  | New SNCR | 0.1122 | 0.06732 | 18.6 |  |  | 18.6
FL | Deerhaven | 663 | B2 | Alachua | 1981-10-01 | 2700 | 250.7 | 29.7586 | -82.3883 | ARP | Dry bottom wall-fired boiler | Coal | Pipeline Natural Gas | Overfire Air | Electric Utility | Electric Services | 0.4983 | 1923.538 | 7651446.7 | 0.4678 | 1759.693 | 7298389.55 | 0.4936 | 1743.964 | 6952401.425 | 0.4865 | 1856.382 | 7433766.125 | 0.4543 | 1627.316 | 6949688.875 | 0.4494 | 1651.727 | 7181295.1 | 0.1208 | 434.869 | 7287321.725 | 0.0604 | 229.232 | 7735480 | 0.07 | 243.1 | 7172927.3 | 0.0571 | 137.9 | 4789915.7 | 72.3 | SCR | Existing SCR | 0.0571 | 0.0571 | 198.3 |  |  | 198.3
FL | Deerhaven | 663 | CT3 | Alachua | 1996-01-01 | 1100 | 96.1 | 29.7586 | -82.3883 | CAIRNOX, CAIROS, CAIRSO2, TRNOXOS, ARP | Combustion turbine | Pipeline Natural Gas | Diesel Oil | Dry Low NOx Burners<br>Water Injection | Electric Utility |  | 0.0708 | 2.522 | 107882 | 0.0547 | 2.775 | 136014.65 | 0.0423 | 4.896 | 296942.825 | 0.0429 | 7.062 | 401940.7 | 0.0239 | 54.064 | 4685815.184 | 0.0636 | 2.512 | 110278.825 | 0.0717 | 1.739 | 64637.625 | 0.0507 | 4.841 | 252823.45 | 0.0668 | 2.1 | 82556.5 | 0.0492 | 1.8 | 103137.2 | 2 | Dry Low NOx Burners<br>Water Injection | Low Ozone Season Rate | 0.0239 | 0.041 | 1.3 |  |  | 1.3
FL | Desoto County Energy Park | 55422 | CT1 | DeSoto | 2002-06-01 | 1986.6 | 199.4 | 27.2272 | -81.8092 | ARP, CAIRNOX, CAIROS, CAIRSO2, TRNOXOS | Combustion turbine | Pipeline Natural Gas | Diesel Oil | Water Injection<br>Dry Low NOx Burners | Electric Utility |  | 0.0628 | 36.543 | 1310812.675 | 0.0474 | 17.039 | 894100.525 | 0.0526 | 19.411 | 839026.85 | 0.0421 | 6.516 | 414684.125 | 0.05 | 1.141 | 60862.775 | 0.1665 | 0.048 | 582.025 | 0.1351 | 0.99 | 16038.425 | 0.1509 | 0.553 | 7897.15 | 0.0384 | 9.2 | 621060.5 | 0.0399 | 16 | 1018452.8 | 8.5 | Water Injection<br>Dry Low NOx Burners | Low Ozone Season Rate | 0.0384 | 0.0384 | 9.2 |  |  | 9.2
FL | Desoto County Energy Park | 55422 | CT2 | DeSoto | 2002-06-01 | 1986.6 | 199.4 | 27.2272 | -81.8092 | ARP, CAIRNOX, CAIROS, CAIRSO2, TRNOXOS | Combustion turbine | Pipeline Natural Gas | Diesel Oil | Dry Low NOx Burners<br>Water Injection | Electric Utility |  | 0.0425 | 24.091 | 1319992.8 | 0.0715 | 29.52 | 932848.325 | 0.0478 | 17.22 | 802534.9 | 0.0451 | 6.536 | 382216.75 | 0.069 | 1.661 | 60911.65 | 0.1575 | 0.028 | 355.25 | 0.144 | 0.072 | 820.775 | 0.1218 | 1.146 | 22322.65 | 0.043 | 13.5 | 864023.8 | 0.0416 | 16.2 | 998845.9 | 11.8 | Dry Low NOx Burners<br>Water Injection | Low Ozone Season Rate | 0.0416 | 0.0416 | 13.1 |  |  | 13.1
FL | F J Gannon | 646 | GB01 | Hillsborough | 1957-08-01 | 1383 | 125 | 27.9083 | -82.4194 | ARP | Cyclone boiler | Coal |  |  | Electric Utility | Electric Services | 0.6818 | 18.29 | 42083.575 | [27 empty] | 0 |  | New SNCR | 0.6818 | 0.40908 | 0 |  |  | 0
FL | F J Gannon | 646 | GB02 | Hillsborough | 1958-10-01 | 1383 | 125 | 27.9083 | -82.4194 | ARP | Cyclone boiler | Coal |  |  | Electric Utility | Electric Services | 0.81 | 30.146 | 66986.925 | [27 empty] | 0 |  | New SNCR | 0.81 | 0.486 | 0 |  |  | 0
FL | F J Gannon | 646 | GB03 | Hillsborough | 1960-10-01 | 1759 | 179.5 | 27.9083 | -82.4194 | ARP | Cyclone boiler | Coal |  |  | Electric Utility | Electric Services | 1.1533 | 2293.916 | 3861722.825 | [27 empty] | 0 |  | New SNCR | 1.1533 | 0.69198 | 0 |  |  | 0
FL | F J Gannon | 646 | GB04 | Hillsborough | 1963-11-01 | 1876 | 187.5 | 27.9083 | -82.4194 | ARP | Cyclone boiler | Coal |  |  | Electric Utility | Electric Services | 0.8604 | 1492.448 | 3310820.5 | [27 empty] | 0 |  | New SNCR | 0.8604 | 0.51624 | 0 |  |  | 0
FL | F J Gannon | 646 | GB05 | Hillsborough | 1965-11-01 | 2490 |  | 27.9083 | -82.4194 | ARP | Wet bottom turbo-fired boiler | Coal |  |  | Electric Utility | Electric Services | [30 empty] | 0 |  | Low Ozone Season Rate | 0 | 0 | 0 |  |  | 0
FL | F J Gannon | 646 | GB06 | Hillsborough | 1967-10-01 | 4178 |  | 27.9083 | -82.4194 | ARP | Wet bottom turbo-fired boiler | Coal |  |  | Electric Utility | Electric Services | 0.6009 | 2558.033 | 7997615.525 | [27 empty] | 0 |  | New SCR | 0.6009 | 0.06009 | 0 |  |  | 0
FL | Fort Myers | 612 | FMCT2A | Lee | 2000-09-22 | 1838 | 188.2 | 26.6967 | -81.7831 | CAIRNOX, CAIROS, CAIRSO2, TRNOXOS, ARP | Combined cycle | Pipeline Natural Gas |  | Dry Low NOx Burners | Electric Utility |  | 0.0295 | 73.21 | 5105689.83 | 0.028 | 74.588 | 5347697.42 | 0.0255 | 67.789 | 5344131.84 | 0.0271 | 70.308 | 5213410.267 | 0.027 | 68.392 | 5124395.918 | 0.0303 | 69.258 | 4758209.228 | 0.0287 | 74.194 | 5275955.27 | 0.0301 | 64.151 | 4606128.882 | 0.0455 | 47.7 | 3066206.2 | 0.0272 | 57.4 | 4706729.8 | 45.4 | Dry Low NOx Burners | Low Ozone Season Rate | 0.0255 | 0.0255 | 26.7 |  |  | 26.7
FL | Fort Myers | 612 | FMCT2B | Lee | 2000-09-22 | 1838 | 188.2 | 26.6967 | -81.7831 | CAIRNOX, CAIROS, CAIRSO2, TRNOXOS, ARP | Combined cycle | Pipeline Natural Gas |  | Dry Low NOx Burners | Electric Utility |  | 0.0276 | 64.298 | 4828397.28 | 0.0282 | 77.371 | 5464944.234 | 0.028 | 71.919 | 5209359.397 | 0.0285 | 71.102 | 5116275.751 | 0.0271 | 66.558 | 5047441.829 | 0.029 | 68.519 | 4869750.755 | 0.0268 | 69.656 | 5247843.081 | 0.0317 | 69.421 | 4834787.277 | 0.0464 | 62.9 | 3604553.8 | 0.0282 | 64.6 | 4916285.4 | 53.4 | Dry Low NOx Burners | Low Ozone Season Rate | 0.0268 | 0.0268 | 36.4 |  |  | 36.4
FL | Fort Myers | 612 | FMCT2C | Lee | 2001-01-01 | 1838 | 188.2 | 26.6967 | -81.7831 | CAIRNOX, CAIROS, CAIRSO2, TRNOXOS, ARP | Combined cycle | Pipeline Natural Gas |  | Dry Low NOx Burners | Electric Utility |  | 0.0246 | 65.744 | 5367275.364 | 0.0259 | 69.691 | 5408057.717 | 0.0261 | 70.838 | 5440093.262 | 0.0276 | 70.995 | 5203240.598 | 0.0283 | 68.614 | 5028935.479 | 0.0284 | 73.077 | 5162935.099 | 0.0286 | 68.861 | 5018266.937 | 0.0303 | 62.589 | 4388344.807 | 0.0314 | 42.8 | 2864000 | 0.0271 | 66 | 5048499.1 | 42.4 | Dry Low NOx Burners | Low Ozone Season Rate | 0.0246 | 0.0246 | 33.5 |  |  | 33.5
FL | Fort Myers | 612 | FMCT2D | Lee | 2001-04-01 | 1838 | 188.2 | 26.6967 | -81.7831 | CAIRNOX, CAIROS, CAIRSO2, TRNOXOS, ARP | Combined cycle | Pipeline Natural Gas |  | Dry Low NOx Burners | Electric Utility |  | 0.027 | 72.426 | 5421422.61 | 0.0258 | 69.534 | 5419103.271 | 0.0255 | 62.338 | 4925069.086 | 0.0284 | 75.418 | 5367500.137 | 0.029 | 69.297 | 4960142.413 | 0.026 | 67.463 | 5223420.253 | 0.028 | 63.656 | 4920474.625 | 0.0286 | 55.572 | 4237819.035 | 0.0292 | 50.9 | 3842404 | 0.0259 | 60.6 | 4898706.2 | 56.9 | Dry Low NOx Burners | Low Ozone Season Rate | 0.0255 | 0.0255 | 44.5 |  |  | 44.5
FL | Fort Myers | 612 | FMCT2E | Lee | 2001-04-01 | 1838 | 188.2 | 26.6967 | -81.7831 | CAIRNOX, CAIROS, CAIRSO2, TRNOXOS, ARP | Combined cycle | Pipeline Natural Gas |  | Dry Low NOx Burners | Electric Utility |  | 0.0275 | 69.713 | 5123859.456 | 0.0244 | 65.251 | 5412550.288 | 0.0289 | 75.917 | 5350356.843 | 0.0264 | 70.518 | 5392587.667 | 0.028 | 69.548 | 5109025.029 | 0.028 | 69.405 | 4997489.024 | 0.0276 | 69.505 | 5104591.971 | 0.0291 | 60.074 | 4547201.789 | 0.0498 | 57.5 | 3218343.4 | 0.027 | 65.8 | 5081801.7 | 47.7 | Dry Low NOx Burners | Low Ozone Season Rate | 0.0244 | 0.0244 | 28.2 |  |  | 28.2
FL | Fort Myers | 612 | FMCT2F | Lee | 2001-04-22 | 1838 | 188.2 | 26.6967 | -81.7831 | CAIRNOX, CAIROS, CAIRSO2, TRNOXOS, ARP | Combined cycle | Pipeline Natural Gas |  | Dry Low NOx Burners | Electric Utility |  | 0.0288 | 74.165 | 5210674.126 | 0.0244 | 63.312 | 5221323.78 | 0.026 | 71.122 | 5518791.9 | 0.0244 | 64.414 | 5344022.631 | 0.0292 | 75.416 | 5241234.582 | 0.0278 | 71.448 | 5211923.664 | 0.0283 | 71.355 | 5176130.621 | 0.0284 | 64.729 | 4839996.255 | 0.044 | 54.2 | 3439310.8 | 0.0273 | 60.4 | 4736793.3 | 51 | Dry Low NOx Burners | Low Ozone Season Rate | 0.0244 | 0.0244 | 30 |  |  | 30
FL | Fort Myers | 612 | GFM01 | Lee | 1974-04-03 | 895 | 62 | 26.6967 | -81.7831 | CAIRNOX, CAIROS, CAIRSO2, TRNOXOS | Other turbine | Diesel Oil |  |  | Electric Utility | [16 empty] | 0.937 | 0.196 | 393.5 | 0.5611 | 2.103 | 7495.8 | 0.561 | 8.53 | 30412 | 0.5623 | 0 | 92.2 | 0.5606 | 0.7 | 2609.8 | 0 | None Reported | Water Injection | 0.5606 | 0.33636 | 0 |  |  | 0
FL | Fort Myers | 612 | GFM02 | Lee | 1974-04-03 | 895 | 62 | 26.6967 | -81.7831 | CAIRNOX, CAIROS, CAIRSO2, TRNOXOS | Other turbine | Diesel Oil |  |  | Electric Utility | [16 empty] | 0.7219 | 0.124 | 436.7 | 0.5609 | 3.18 | 11337.9 | 0.5611 | 5.055 | 18021.3 | 0.561 | 0 | 95.3 |  | 0 | 0 | 0 | None Reported | Water Injection | 0.5609 | 0.33654 | 0 |  |  | 0
FL | Fort Myers | 612 | GFM03 | Lee | 1974-04-03 | 895 | 62 | 26.6967 | -81.7831 | CAIRNOX, CAIROS, CAIRSO2, TRNOXOS | Other turbine | Diesel Oil |  |  | Electric Utility | [16 empty] | 0.8657 | 0.026 | 87.1 | 0.5612 | 3.43 | 12227.6 | 0.561 | 5.257 | 18741.9 | 0.5613 | 0.7 | 2529.8 |  | 0 | 0 | 0.1 | None Reported | Water Injection | 0.561 | 0.3366 | 0.4 |  |  | 0.4
FL | Fort Myers | 612 | GFM04 | Lee | 1974-04-03 | 895 | 62 | 26.6967 | -81.7831 | CAIRNOX, CAIROS, CAIRSO2, TRNOXOS | Other turbine | Diesel Oil |  |  | Electric Utility | [16 empty] | 0.8571 | 0.006 | 14 | 0.5611 | 1.481 | 5280.7 | 0.561 | 8.945 | 31888.7 | 0.5607 | 0.8 | 2730.6 | 0.561 | 1.2 | 4279.2 | 0.1 | None Reported | Water Injection | 0.5607 | 0.33642 | 0.5 |  |  | 0.5
FL | Fort Myers | 612 | GFM05 | Lee | 1974-04-03 | 895 | 62 | 26.6967 | -81.7831 | CAIRNOX, CAIROS, CAIRSO2, TRNOXOS | Other turbine | Diesel Oil |  |  | Electric Utility | [16 empty] | 1.2 | 0.004 | 6 | 0.5611 | 3.4 | 12122.1 |  |  |  | 0.5615 | 0.1 | 217.4 | 0.561 | 0.2 | 769.8 | 0 | None Reported | Water Injection | 0.561 | 0.3366 | 0 |  |  | 0
FL | Fort Myers | 612 | GFM06 | Lee | 1974-04-03 | 895 | 62 | 26.6967 | -81.7831 | CAIRNOX, CAIROS, CAIRSO2, TRNOXOS | Other turbine | Diesel Oil |  |  | Electric Utility | [16 empty] | 0.9 | 0.005 | 12 | 0.5616 | 1.202 | 4283.4 | 0.561 | 2.734 | 9745.5 | 0.561 | 0.4 | 1253.3 | 0.561 | 0.3 | 1049.1 | 0 | None Reported | Water Injection | 0.561 | 0.3366 | 0.2 |  |  | 0.2
FL | Fort Myers | 612 | GFM07 | Lee | 1974-04-03 | 895 | 62 | 26.6967 | -81.7831 | CAIRNOX, CAIROS, CAIRSO2, TRNOXOS | Other turbine | Diesel Oil |  |  | Electric Utility | [16 empty] | 0.7415 | 0.151 | 531 | 0.5612 | 3.66 | 13048.8 | 0.561 | 8.944 | 31888 | 0.5608 | 0.3 | 1099.7 |  | 0 | 0 | 0 | None Reported | Water Injection | 0.5608 | 0.33648 | 0.2 |  |  | 0.2
FL | Fort Myers | 612 | GFM08 | Lee | 1974-04-03 | 895 | 62 | 26.6967 | -81.7831 | CAIRNOX, CAIROS, CAIRSO2, TRNOXOS | Other turbine | Diesel Oil |  |  | Electric Utility | [16 empty] | 0.6825 | 0.141 | 491.4 | 0.5609 | 3.974 | 14166.3 | 0.561 | 7.868 | 28051.3 | 0.5608 | 0.3 | 1204.1 |  | 0 | 0 | 0 | None Reported | Water Injection | 0.5608 | 0.33648 | 0.2 |  |  | 0.2
FL | Fort Myers | 612 | GFM09 | Lee | 1974-04-03 | 895 | 62 | 26.6967 | -81.7831 | CAIRNOX, CAIROS, CAIRSO2, TRNOXOS | Other turbine | Diesel Oil |  |  | Electric Utility | [16 empty] | 0.8308 | 0.005 | 13 | 0.5606 | 1.353 | 4824.5 | 0.561 | 8.494 | 30282.5 | 0.5608 | 1.6 | 5698.2 |  | 0 | 0 | 0.2 | None Reported | Water Injection | 0.5606 | 0.33636 | 1 |  |  | 1
FL | Fort Myers | 612 | GFM10 | Lee | 1974-04-03 | 895 | 62 | 26.6967 | -81.7831 | CAIRNOX, CAIROS, CAIRSO2, TRNOXOS | Other turbine | Diesel Oil |  |  | Electric Utility | [16 empty] | 0.8951 | 0.112 | 394.7 | 0.5607 | 1.93 | 6879.1 | 0.5611 | 7.751 | 27635 | 0.561 | 0 | 152.6 |  | 0 | 0 | 0 | None Reported | Water Injection | 0.5607 | 0.33642 | 0 |  |  | 0
FL | Fort Myers | 612 | GFM11 | Lee | 1974-04-03 | 895 | 62 | 26.6967 | -81.7831 | CAIRNOX, CAIROS, CAIRSO2, TRNOXOS | Other turbine | Diesel Oil |  |  | Electric Utility | [16 empty] | 1.05 | 0.002 | 4 | 0.5622 | 1.42 | 5061.4 | 0.561 | 4.805 | 17131.3 | [6 empty] | 0 | None Reported | Water Injection | 0.561 | 0.3366 | 0 |  |  | 0
FL | Fort Myers | 612 | GFM12 | Lee | 1974-04-03 | 895 | 62 | 26.6967 | -81.7831 | CAIRNOX, CAIROS, CAIRSO2, TRNOXOS | Other turbine | Diesel Oil |  |  | Electric Utility | [16 empty] | 0.9818 | 0.005 | 11 | 0.5602 | 1.652 | 5889 | 0.561 | 5.237 | 18671.4 |  | 0 | 0 | 0.561 | 0.7 | 2614.1 | 0 | None Reported | Water Injection | 0.5602 | 0.33612 | 0 |  |  | 0
FL | Fort Myers | 612 | PFM3A | Lee | 2003-04-14 | 2093 | 181 | 26.6967 | -81.7831 | CAIRNOX, CAIROS, CAIRSO2, TRNOXOS, ARP | Combustion turbine | Pipeline Natural Gas | Diesel Oil | Dry Low NOx Burners<br>Water Injection | Electric Utility |  | 0.0536 | 36.849 | 1894226.743 | 0.0589 | 33.738 | 1507953.901 | 0.057 | 25.687 | 1151162.492 | 0.0548 | 22.582 | 1117703.503 | 0.0606 | 18.682 | 860771.824 | 0.0586 | 12.303 | 592232.173 | 0.0517 | 26.923 | 1398923.671 | 0.0465 | 28.135 | 1566673.218 | 0.0417 | 36.3 | 2113216.5 | 0.0486 | 14.4 | 840575.1 | 27.5 | Dry Low NOx Burners<br>Water Injection | Low Ozone Season Rate | 0.0417 | 0.0417 | 36.3 |  |  | 36.3
FL | Fort Myers | 612 | PFM3B | Lee | 2003-03-18 | 2093 | 181 | 26.6967 | -81.7831 | CAIRNOX, CAIROS, CAIRSO2, TRNOXOS, ARP | Combustion turbine | Pipeline Natural Gas | Diesel Oil | Dry Low NOx Burners<br>Water Injection | Electric Utility |  | 0.0538 | 40.718 | 1889824.161 | 0.0725 | 45.543 | 1474614.294 | 0.0566 | 24.804 | 1155425.058 | 0.0535 | 20.749 | 1127106.01 | 0.0596 | 17.932 | 838490.243 | 0.0679 | 8.355 | 360499.797 | 0.06 | 28.832 | 1333223.307 | 0.048 | 29.485 | 1572468.266 | 0.0459 | 36.1 | 1920543.3 | 0.0518 | 15 | 801513 | 25 | Dry Low NOx Burners<br>Water Injection | Low Ozone Season Rate | 0.0459 | 0.0459 | 36.1 |  |  | 36.1
FL | G E Turner | 629 | P3 | Volusia | 1974-06-14 | 1040 | 71.2 | 28.8689 | -81.2728 | CAIRNOX, CAIROS, CAIRSO2, TRNOXOS | Combustion turbine | Diesel Oil |  |  | Electric Utility | [16 empty] | 0.6571 | 38.417 | 114475.2 | 0.6473 | 20.375 | 60740.125 | 0.5699 | 10.862 | 37750.7 | 0.5893 | 9.7 | 32376.6 | 0.5357 | 5.8 | 20338.3 | 0.8 | None Reported | Water Injection | 0.5357 | 0.32142 | 5.3 |  |  | 5.3
FL | G E Turner | 629 | P4 | Volusia | 1974-06-14 | 1040 | 71.2 | 28.8689 | -81.2728 | CAIRNOX, CAIROS, CAIRSO2, TRNOXOS | Combustion turbine | Diesel Oil |  |  | Electric Utility | [16 empty] | 0.6295 | 20.879 | 64825.7 | 0.6287 | 37.324 | 115916.675 | 0.6216 | 4.653 | 14488.025 | 0.6234 | 79.1 | 248854.8 | 0.6218 | 56.9 | 177823.4 | 6.5 | None Reported | Water Injection | 0.6216 | 0.37296 | 47.3 |  |  | 47.3
FL | Greenland Energy Center | 56799 | 1 | Duval | 2011-01-14 | 2010 | 190.4 | 30.1603 | -81.5164 | ARP, CAIRNOX, CAIROS, CAIRSO2, TRNOXOS | Combustion turbine | Pipeline Natural Gas | Diesel Oil | Dry Low NOx Burners<br>Water Injection | Electric Utility | [25 empty] | 0.0414 | 6 | 375775.6 | 0.0359 | 8.9 | 552456.8 | 5.1 | Dry Low NOx Burners<br>Water Injection | Low Ozone Season Rate | 0.0359 | 0.0359 | 5.2 |  |  | 5.2
FL | Greenland Energy Center | 56799 | 2 | Duval | 2011-03-05 | 2101 | 190.4 | 30.1603 | -81.5164 | ARP, CAIRNOX, CAIROS, CAIRSO2, TRNOXOS | Combustion turbine | Pipeline Natural Gas | Diesel Oil | Dry Low NOx Burners<br>Water Injection | Electric Utility | [25 empty] | 0.0394 | 9 | 550711.7 | 0.0386 | 8.5 | 537296.1 | 7.1 | Dry Low NOx Burners<br>Water Injection | Low Ozone Season Rate | 0.0386 | 0.0386 | 8.8 |  |  | 8.8
FL | Hardee Power Station | 50949 | CT1A | Hardee | 1993-01-01 | 1312.3 | 95.8 | 27.6364 | -81.9636 | CAIRNOX, CAIROS, CAIRSO2, TRNOXOS | Combined cycle | Pipeline Natural Gas | Diesel Oil | Water Injection | Electric Utility | [16 empty] | 0.1561 | 92.352 | 1152674.625 | 0.1242 | 97.1 | 1519867.45 | 0.1317 | 98.128 | 1456356.2 | 0.1626 | 12 | 146562.9 | 0.1286 | 89 | 1328907.7 | 3 | Water Injection | Low Ozone Season Rate | 0.1242 | 0.1242 | 9.2 |  |  | 9.2
FL | Hardee Power Station | 50949 | CT1B | Hardee | 1993-01-01 | 1312.3 | 95.8 | 27.6364 | -81.9636 | CAIRNOX, CAIROS, CAIRSO2, TRNOXOS | Combined cycle | Pipeline Natural Gas | Diesel Oil | Water Injection | Electric Utility | [16 empty] | 0.1455 | 86.603 | 1163172.75 | 0.1231 | 94.402 | 1501845.55 | 0.1237 | 87.966 | 1406335.175 |  |  |  | 0.139 | 96.3 | 1347344.9 | 0 | Water Injection | Low Ozone Season Rate | 0.1231 | 0.1231 | 0 |  |  | 0
FL | Hardee Power Station | 50949 | CT2A | Hardee | 1993-01-01 | 1312.3 | 95.8 | 27.6364 | -81.9636 | CAIRNOX, CAIROS, CAIRSO2, TRNOXOS | Combustion turbine | Pipeline Natural Gas | Diesel Oil | Water Injection | Electric Utility | [16 empty] | 0.1221 | 12.308 | 198810.175 | 0.1152 | 6.159 | 106813.05 | 0.1224 | 3.556 | 57416.625 |  |  |  | 0.1384 | 1.3 | 18735.1 | 0 | Water Injection | Low Ozone Season Rate | 0.1152 | 0.1152 | 0 |  |  | 0
FL | Hardee Power Station | 50949 | CT2B | Hardee | 2000-05-17 | 1109 | 86.5 | 27.6364 | -81.9636 | ARP, CAIRNOX, CAIROS, CAIRSO2, TRNOXOS | Combustion turbine | Pipeline Natural Gas | Diesel Oil | Dry Low NOx Burners<br>Water Injection | Electric Utility |  | 0.0362 | 3.659 | 269539.3 | 0.0662 | 2.078 | 83468.775 | 0.0559 | 3.121 | 131844.025 | 0.0455 | 1.017 | 59690.375 | 0.042 | 1.561 | 91622.3 | 0.0334 | 2.382 | 182653.45 | 0.0475 | 1.082 | 57383.9 | 0.0846 | 1.983 | 50543.1 | 0.0618 | 0 | 1736 | 0.046 | 0.2 | 10395.2 | 0 | Dry Low NOx Burners<br>Water Injection | Low Ozone Season Rate | 0.0334 | 0.0334 | 0 |  |  | 0
FL | Henry D King | 658 | 7 | Saint Lucie | 1964-01-05 | 470 | 33 | 27.45 | -80.3239 | ARP | Dry bottom wall-fired boiler | Pipeline Natural Gas |  |  | Electric Utility | Electric Services | 0.1012 | 3.422 | 36696.991 | 0.1604 | 2.86 | 17330.008 | 0.1418 | 4.539 | 52264.932 | 0.1348 | 4.904 | 60483.463 | 0.148 | 3.629 | 37817.811 | 0.108 | 0.063 | 126.64 | [8 empty] | 0 |  |  |  | 0 |  | New SNCR | 0.1012 | 0.06072 | 0 |  |  | 0
FL | Henry D King | 658 | 8 | Saint Lucie | 1976-01-04 | 611 | 56.1 | 27.45 | -80.3239 | ARP | Dry bottom wall-fired boiler | Pipeline Natural Gas |  |  | Electric Utility | Electric Services | 0.1018 | 9.001 | 117053.78 | 0.0782 | 1.558 | 20839.963 | 0.1323 | 6.341 | 77710.513 | 0.075 | 4.251 | 69964.025 | 0.0585 | 2.163 | 41860.969 | [11 empty] | 0 |  |  |  | 0 |  | Low Ozone Season Rate | 0.0585 | 0.0585 | 0 |  |  | 0
FL | Higgins | 630 | P1 | Pinellas | 1969-03-15 | 566 | 33.7 | 28.0037 | -82.6626 | CAIRNOX, CAIROS, CAIRSO2, TRNOXOS | Combustion turbine | Diesel Oil | Pipeline Natural Gas |  | Electric Utility | [16 empty] | 0.3862 | 19.59 | 89416.175 | 0.1995 | 0.119 | 1123.85 | 0.2413 | 9.665 | 74335.375 | 0.2332 | 0.3 | 2714.4 | 0.244 | 0.1 | 644.7 | 0.1 | None Reported | Water Injection | 0.1995 | 0.1197 | 0.2 |  |  | 0.2
FL | Higgins | 630 | P2 | Pinellas | 1969-04-12 | 566 | 33.7 | 28.0037 | -82.6626 | CAIRNOX, CAIROS, CAIRSO2, TRNOXOS | Combustion turbine | Diesel Oil | Pipeline Natural Gas |  | Electric Utility | [16 empty] | 0.4377 | 23.7 | 106767.625 | 0.2852 | 16.784 | 111887.3 | 0.2959 | 7.884 | 51016.975 | 0.2751 | 0.4 | 2670.5 | 0.3424 | 0.2 | 1309.4 | 0.1 | None Reported | Water Injection | 0.2751 | 0.16506 | 0.2 |  |  | 0.2
FL | Higgins | 630 | P3 | Pinellas | 1970-12-01 | 631 | 42.9 | 28.0037 | -82.6626 | CAIRNOX, CAIROS, CAIRSO2, TRNOXOS | Combustion turbine | Diesel Oil | Pipeline Natural Gas |  | Electric Utility | [16 empty] | 0.7471 | 40.133 | 93430.125 | 0.8 | 69.08 | 153688.25 | 0.5448 | 1.039 | 3955.625 | 0.4039 | 0.8 | 3093.2 | 0.3667 | 0.4 | 1598.3 | 0.1 | None Reported | Water Injection | 0.3667 | 0.22002 | 0.4 |  |  | 0.4
FL | Higgins | 630 | P4 | Pinellas | 1971-01-09 | 631 | 42.9 | 28.0037 | -82.6626 | CAIRNOX, CAIROS, CAIRSO2, TRNOXOS | Combustion turbine | Diesel Oil | Pipeline Natural Gas |  | Electric Utility | [16 empty] | 0.4875 | 32.96 | 135775.625 | 0.394 | 32.837 | 155238.575 | 0.484 | 0.159 | 675.2 | 0.3533 | 0.7 | 3635.7 | 0.3968 | 0.4 | 1806 | 0.2 | None Reported | Water Injection | 0.3533 | 0.21198 | 0.4 |  |  | 0.4
FL | Hines Energy Complex | 7302 | 1A | Polk | 1998-08-13 | 2050 | 173.4 | 27.7886 | -81.8694 | ARP, CAIRNOX, CAIROS, CAIRSO2, TRNOXOS | Combined cycle | Pipeline Natural Gas | Diesel Oil | Dry Low NOx Burners<br>Selective Catalytic Reduction | Electric Utility |  | 0.0376 | 87.759 | 4700494.775 | 0.0371 | 78.883 | 4264896.15 | 0.0368 | 87.941 | 4785692.325 | 0.0376 | 89.226 | 4764838.3 | 0.0252 | 59.053 | 4422376.625 | 0.0405 | 97.544 | 4823477.575 | 0.0335 | 85.375 | 5104568.25 | 0.0359 | 81.414 | 4547477.275 | 0.0289 | 63.2 | 4353130.5 | 0.0316 | 73.3 | 4699781.8 | 57.8 | Dry Low NOx Burners<br>Selective Catalytic Reduction | Existing SCR | 0.0252 | 0.0252 | 55.1 |  |  | 55.1
FL | Hines Energy Complex | 7302 | 1B | Polk | 1998-08-09 | 2050 | 173.4 | 27.7886 | -81.8694 | ARP, CAIRNOX, CAIROS, CAIRSO2, TRNOXOS | Combined cycle | Pipeline Natural Gas | Diesel Oil | Dry Low NOx Burners<br>Selective Catalytic Reduction | Electric Utility |  | 0.038 | 87.791 | 4644429.65 | 0.0381 | 73.949 | 3906839.525 | 0.0324 | 77.891 | 4813894.825 | 0.0387 | 74.348 | 3869550.45 | 0.0342 | 77.413 | 4541863.525 | 0.0349 | 92.075 | 5097681.15 | 0.0342 | 90.61 | 5311491.625 | 0.0365 | 88.585 | 4863492.75 | 0.036 | 78.8 | 4393690.5 | 0.0331 | 80.2 | 4863957.9 | 58.4 | Dry Low NOx Burners<br>Selective Catalytic Reduction | Existing SCR | 0.0324 | 0.0324 | 70.9 |  |  | 70.9
FL | Hines Energy Complex | 7302 | 2A | Polk | 2003-08-17 | 2100 | 167.7 | 27.7886 | -81.8694 | ARP, CAIRNOX, CAIROS, CAIRSO2, TRNOXOS | Combined cycle | Pipeline Natural Gas | Diesel Oil | Dry Low NOx Burners<br>Water Injection<br>Selective Catalytic Reduction | Electric Utility |  |  |  |  | 0.0131 | 32.765 | 5249037.85 | 0.0126 | 34.909 | 5718387.15 | 0.0128 | 32.977 | 5394718.95 | 0.0115 | 32.114 | 5697918.925 | 0.0115 | 30.097 | 5306972.7 | 0.0128 | 30.247 | 5086564.85 | 0.011 | 31.342 | 5711154.85 | 0.0083 | 23.6 | 5608801.8 | 0.0082 | 24.3 | 5843707.3 | 72.7 | Dry Low NOx Burners<br>Water Injection<br>Selective Catalytic Reduction | Existing SCR | 0.0082 | 0.0082 | 23.3 |  |  | 23.3
FL | Hines Energy Complex | 7302 | 2B | Polk | 2003-08-19 | 2100 | 167.7 | 27.7886 | -81.8694 | ARP, CAIRNOX, CAIROS, CAIRSO2, TRNOXOS | Combined cycle | Pipeline Natural Gas | Diesel Oil | Dry Low NOx Burners<br>Water Injection<br>Selective Catalytic Reduction | Electric Utility |  |  |  |  | 0.0131 | 34.515 | 5545220.85 | 0.0124 | 34.249 | 5659643.6 | 0.0129 | 31.53 | 5147660.45 | 0.0756 | 212.9 | 5560196.55 | 0.0117 | 31.205 | 5384095.875 | 0.0117 | 30.843 | 5329184.8 | 0.0111 | 31.279 | 5691192.725 | 0.0096 | 26.9 | 5687950.9 | 0.0095 | 27.3 | 5766069 | 73.8 | Dry Low NOx Burners<br>Water Injection<br>Selective Catalytic Reduction | Existing SCR | 0.0095 | 0.0095 | 26.6 |  |  | 26.6
FL | Hines Energy Complex | 7302 | 3A | Polk | 2005-08-11 | 2155 | 193 | 27.7886 | -81.8694 | ARP, CAIRNOX, CAIROS, CAIRSO2, TRNOXOS | Combined cycle | Pipeline Natural Gas | Diesel Oil | Dry Low NOx Burners<br>Water Injection<br>Selective Catalytic Reduction | Electric Utility | [10 empty] | 0.0102 | 22.526 | 4730620.95 | 0.0096 | 21.194 | 4590557.075 | 0.0094 | 22.274 | 4848696.8 | 0.0093 | 19.532 | 4371923.475 | 0.0084 | 25.196 | 6077396.2 | 0.0093 | 23.9 | 5261572.2 | 0.0084 | 23.7 | 5753342.3 | 66.5 | Dry Low NOx Burners<br>Water Injection<br>Selective Catalytic Reduction | Existing SCR | 0.0084 | 0.0084 | 21.6 |  |  | 21.6
FL | Hines Energy Complex | 7302 | 3B | Polk | 2005-08-12 | 2155 | 193 | 27.7886 | -81.8694 | ARP, CAIRNOX, CAIROS, CAIRSO2, TRNOXOS | Combined cycle | Pipeline Natural Gas | Diesel Oil | Dry Low NOx Burners<br>Water Injection<br>Selective Catalytic Reduction | Electric Utility | [10 empty] | 0.0088 | 15.132 | 3648932.175 | 0.0088 | 21.883 | 5158961.7 | 0.0094 | 23.337 | 5111477.775 | 0.0088 | 17.136 | 4114242.375 | 0.0083 | 24.446 | 5941995.1 | 0.0098 | 24.6 | 5266723.7 | 0.0081 | 24.1 | 5954728.9 | 66.6 | Dry Low NOx Burners<br>Water Injection<br>Selective Catalytic Reduction | Existing SCR | 0.0081 | 0.0081 | 20.4 |  |  | 20.4
FL | Hines Energy Complex | 7302 | 4A | Polk | 2007-09-09 | 2122 | 199 | 27.7886 | -81.8694 | ARP, CAIRNOX, CAIROS, CAIRSO2, TRNOXOS | Combined cycle | Pipeline Natural Gas | Diesel Oil | Dry Low NOx Burners<br>Water Injection<br>Selective Catalytic Reduction | Electric Utility | [16 empty] | 0.007 | 14.65 | 4671636.225 | 0.0078 | 16.546 | 4751777.775 | 0.0075 | 19.6 | 5471102.425 | 0.0081 | 22.5 | 5614374.1 | 0.0083 | 20.6 | 5190272.6 | 72.1 | Dry Low NOx Burners<br>Water Injection<br>Selective Catalytic Reduction | Existing SCR | 0.007 | 0.007 | 19.4 |  |  | 19.4
FL | Hines Energy Complex | 7302 | 4B | Polk | 2007-09-06 | 2122 | 199 | 27.7886 | -81.8694 | ARP, CAIRNOX, CAIROS, CAIRSO2, TRNOXOS | Combined cycle | Pipeline Natural Gas | Diesel Oil | Dry Low NOx Burners<br>Water Injection<br>Selective Catalytic Reduction | Electric Utility | [16 empty] | 0.006 | 11.628 | 4203612.1 | 0.0096 | 20.748 | 4851209.775 | 0.0084 | 20.348 | 5202228.975 | 0.008 | 21.7 | 5572694.7 | 0.0082 | 18.1 | 4592161.6 | 71.5 | Dry Low NOx Burners<br>Water Injection<br>Selective Catalytic Reduction | Existing SCR | 0.006 | 0.006 | 16.3 |  |  | 16.3
FL | Indian River (55318) | 55318 | 1 | Brevard | 1960-02-01 | 1000 | 79 | 28.4933 | -80.7825 | ARP | Tangentially-fired | Residual Oil | Pipeline Natural Gas |  | Electric Utility | Electric Services | 0.3132 | 146.185 | 776285.121 | 0.2957 | 75.926 | 424031.98 | 0.3447 | 94.995 | 508507.678 | 0.1898 | 26.547 | 193661.205 | 0.1401 | 32.741 | 333098.129 | 0.1115 | 14.935 | 179757.099 | 0.0808 | 12.071 | 216963.492 | [5 empty] | 0 |  |  |  | 0 |  | Low Ozone Season Rate | 0.0808 | 0.0808 | 0 |  |  | 0
FL | Indian River (55318) | 55318 | 2 | Brevard | 1964-09-01 | 2475 | 213 | 28.4933 | -80.7825 | ARP | Tangentially-fired | Residual Oil | Pipeline Natural Gas |  | Electric Utility | Electric Services | 0.2797 | 474.567 | 2678341.329 | 0.3035 | 251.823 | 1374689.845 | 0.3445 | 250.362 | 1294424.822 | 0.1819 | 86.119 | 603326.17 | 0.1426 | 74.778 | 697831.196 | 0.1121 | 32.469 | 361335.751 | 0.0735 | 28.895 | 507127.45 | [5 empty] | 0 |  |  |  | 0 |  | Low Ozone Season Rate | 0.0735 | 0.0735 | 0 |  |  | 0
FL | Indian River (55318) | 55318 | 3 | Brevard | 1974-02-01 | 3750 | 317 | 28.4933 | -80.7825 | ARP | Tangentially-fired | Residual Oil | Pipeline Natural Gas |  | Electric Utility | Electric Services | 0.2525 | 764.971 | 4459738.5 | 0.3842 | 802.969 | 4060592.25 | 0.3162 | 543.467 | 3284168.925 | 0.1784 | 221.769 | 1692936.95 | 0.1277 | 110.943 | 1085087.2 | 0.1331 | 55.588 | 531827.575 | 0.1092 | 78.873 | 861077.56 | 0.1004 | 179.656 | 2797513.795 |  |  | 0 |  |  |  | 0 |  | New SCR | 0.1004 | 0.06 | 0 |  |  | 0
FL | Indian River (683) | 683 | **C | Brevard | 1991-11-01 | 1354 | 130 | 28.4933 | -80.7825 | CAIRNOX, CAIROS, CAIRSO2, TRNOXOS, ARP | Combustion turbine | Pipeline Natural Gas | Diesel Oil | Water Injection | Electric Utility |  | 0.0821 | 1.967 | 46918.325 | 0.0878 | 1.663 | 36148.8 | 0.0753 | 4.216 | 109969.35 | 0.0746 | 3.415 | 88744.625 |  |  |  | 0.0654 | 1.911 | 51888.65 | 0.0713 | 3.382 | 91248.425 | 0.0724 | 6.201 | 163195.525 | 0.0741 | 2.3 | 60393.8 | 0.078 | 3.2 | 80807.2 | 1.2 | Water Injection | Low Ozone Season Rate | 0.0654 | 0.0654 | 2.1 |  |  | 2.1
FL | Indian River (683) | 683 | **D | Brevard | 1991-11-01 | 1354 | 130 | 28.4933 | -80.7825 | CAIRNOX, CAIROS, CAIRSO2, TRNOXOS, ARP | Combustion turbine | Pipeline Natural Gas | Diesel Oil | Water Injection | Electric Utility |  | 0.088 | 4.83 | 108828.05 | 0.0894 | 1.087 | 23767.475 | 0.0868 | 2.938 | 65119.65 | 0.0785 | 7.523 | 185071.425 |  |  |  | 0.0586 | 4.12 | 137889.125 | 0.0581 | 1.667 | 56629.825 | 0.0586 | 5.064 | 170139.65 | 0.0614 | 2.1 | 66515.3 | 0.0626 | 0.7 | 23260.8 | 1.3 | Water Injection | Low Ozone Season Rate | 0.0581 | 0.0581 | 2 |  |  | 2
FL | Indian River (683) | 683 | A | Brevard | 1990-08-01 | 445 | 41.4 | 28.4933 | -80.7825 | CAIRNOX, CAIROS, CAIRSO2, TRNOXOS | Combustion turbine | Pipeline Natural Gas | Diesel Oil |  | Electric Utility | [16 empty] | 0.7 | 1.232 | 3520.1 | 0.7798 | 3.081 | 7632.3 | 0.7 | 3.975 | 11356.9 | 0.7 | 1.7 | 4895.2 | 0.7 | 2 | 5674 | 0.3 | None Reported | Water Injection | 0.7 | 0.42 | 1 |  |  | 1
FL | Indian River (683) | 683 | B | Brevard | 1990-08-01 | 445 | 41.4 | 28.4933 | -80.7825 | CAIRNOX, CAIROS, CAIRSO2, TRNOXOS | Combustion turbine | Pipeline Natural Gas | Diesel Oil |  | Electric Utility | [16 empty] | 0.7 | 1.804 | 5153.2 | 0.7714 | 3.426 | 8517.9 | 0.7 | 2.707 | 7734.5 | 0.7 | 1.6 | 4561.4 | 0.7 | 1.8 | 5117.6 | 0.3 | None Reported | Water Injection | 0.7 | 0.42 | 1 |  |  | 1
FL | Intercession City | 8049 | **10 | Osceola | 1993-08-19 | 1144 | 115 | 28.2628 | -81.5486 | ARP, CAIRNOX, CAIROS, CAIRSO2, TRNOXOS | Combustion turbine | Diesel Oil | Pipeline Natural Gas | Water Injection | Electric Utility |  | 0.0629 | 22.409 | 724385.5 | 0.0711 | 24.357 | 676244 | 0.0817 | 37.763 | 919080.95 | 0.0865 | 29.792 | 704533.2 | 0.0765 | 19.629 | 513561.2 | 0.0768 | 26.785 | 694813.9 | 0.0802 | 21.867 | 543733.325 | 0.0762 | 22.399 | 586905.5 | 0.0693 | 8.4 | 243698 | 0.075 | 7 | 189226.6 | 5.8 | Water Injection | Low Ozone Season Rate | 0.0629 | 0.0629 | 7.6 |  |  | 7.6
FL | Intercession City | 8049 | **11 | Osceola | 1996-06-10 | 2032 | 165 | 28.2628 | -81.5486 | ARP, CAIRNOX, CAIROS, CAIRSO2, TRNOXOS | Combustion turbine | Diesel Oil |  | Water Injection | Electric Utility |  | 0.1483 | 5.987 | 82658.575 | 0.1431 | 5.183 | 71800.875 | 0.1361 | 8.947 | 129916.2 | 0.1354 | 3.512 | 52492.9 | 0.1244 | 4.032 | 64287.175 | 0.1329 | 1.661 | 25621.9 | 0.1128 | 5.337 | 92397.9 | 0.1346 | 2.509 | 39174.575 | 0.1215 | 1.1 | 21443.5 | 0.133 | 0.3 | 4818.2 | 0.3 | Water Injection | Low Ozone Season Rate | 0.1128 | 0.1128 | 1.1 |  |  | 1.1
FL | Intercession City | 8049 | **12 | Osceola | 2000-12-01 | 1001 | 115 | 28.2628 | -81.5486 | ARP, CAIRNOX, CAIROS, CAIRSO2, TRNOXOS | Combustion turbine | Pipeline Natural Gas | Diesel Oil | Dry Low NOx Burners<br>Water Injection | Electric Utility |  | 0.0353 | 12.135 | 848719.525 | 0.0312 | 12.868 | 990895.7 | 0.0323 | 15.454 | 1167689.425 | 0.034 | 12.982 | 930130.25 | 0.0293 | 10.335 | 846104.8 | 0.0316 | 11.592 | 824875.275 | 0.0294 | 11.071 | 876663.975 | 0.0282 | 10.941 | 903617.675 | 0.0316 | 9.7 | 703136.4 | 0.0336 | 5.6 | 405055.7 | 19.1 | Dry Low NOx Burners<br>Water Injection | Low Ozone Season Rate | 0.0282 | 0.0282 | 8.7 |  |  | 8.7
FL | Intercession City | 8049 | **13 | Osceola | 2000-12-04 | 1050 | 115 | 28.2628 | -81.5486 | ARP, CAIRNOX, CAIROS, CAIRSO2, TRNOXOS | Combustion turbine | Pipeline Natural Gas | Diesel Oil | Dry Low NOx Burners<br>Water Injection | Electric Utility |  | 0.0299 | 10.165 | 851099.6 | 0.0316 | 13.324 | 1012302.225 | 0.0297 | 13.864 | 1096174.925 | 0.0319 | 12.521 | 967116.325 | 0.0289 | 10.866 | 897245.475 | 0.0274 | 11.46 | 968212.4 | 0.0262 | 10.074 | 891526.3 | 0.0334 | 14.473 | 970064.3 | 0.0292 | 6.7 | 516794 | 0.0337 | 6.1 | 421973.8 | 13.4 | Dry Low NOx Burners<br>Water Injection | Low Ozone Season Rate | 0.0262 | 0.0262 | 6 |  |  | 6
FL | Intercession City | 8049 | **14 | Osceola | 2000-12-01 | 1043 | 115 | 28.2628 | -81.5486 | ARP, CAIRNOX, CAIROS, CAIRSO2, TRNOXOS | Combustion turbine | Pipeline Natural Gas | Diesel Oil | Dry Low NOx Burners<br>Water Injection | Electric Utility |  | 0.032 | 10.366 | 831366.325 | 0.0289 | 12.414 | 1039075.65 | 0.0337 | 17.948 | 1231282.275 | 0.0346 | 12.707 | 889642.275 | 0.0307 | 11.526 | 908063.2 | 0.0278 | 11.745 | 1002390.275 | 0.0267 | 11.438 | 1034152.35 | 0.0314 | 11.792 | 878763.175 | 0.0316 | 8.8 | 662177.7 | 0.0323 | 5.9 | 460440.2 | 17.3 | Dry Low NOx Burners<br>Water Injection | Low Ozone Season Rate | 0.0267 | 0.0267 | 7.5 |  |  | 7.5
FL | Intercession City | 8049 | **7 | Osceola | 1993-08-19 | 1144 | 115 | 28.2628 | -81.5486 | ARP, CAIRNOX, CAIROS, CAIRSO2, TRNOXOS | Combustion turbine | Diesel Oil | Pipeline Natural Gas | Water Injection | Electric Utility |  | 0.0714 | 22.048 | 632414.55 | 0.074 | 29.333 | 801181.275 | 0.0711 | 28.466 | 805669.025 | 0.0731 | 25.729 | 718866.35 | 0.0729 | 22.757 | 625577.1 | 0.0724 | 24.526 | 677686.125 | 0.0716 | 23.219 | 656711.1 | 0.0691 | 26.455 | 775870.075 | 0.0725 | 19.5 | 544179.6 | 0.0818 | 10.3 | 254048.3 | 13 | Water Injection | Low Ozone Season Rate | 0.0691 | 0.0691 | 18.6 |  |  | 18.6
FL | Intercession City | 8049 | **8 | Osceola | 1993-08-19 | 1144 | 115 | 28.2628 | -81.5486 | ARP, CAIRNOX, CAIROS, CAIRSO2, TRNOXOS | Combustion turbine | Diesel Oil | Pipeline Natural Gas | Water Injection | Electric Utility |  | 0.0831 | 28.685 | 687698.175 | 0.0795 | 34.61 | 859399.725 | 0.0861 | 38.743 | 890992.225 | 0.0789 | 26.281 | 665899.025 | 0.0811 | 26.178 | 641350.85 | 0.0753 | 26.655 | 709478.45 | 0.0794 | 25.657 | 642631.75 | 0.0752 | 27.362 | 725961.8 | 0.0711 | 16.6 | 462713 | 0.085 | 9.3 | 220155.7 | 11 | Water Injection | Low Ozone Season Rate | 0.0711 | 0.0711 | 16.6 |  |  | 16.6
FL | Intercession City | 8049 | **9 | Osceola | 1993-08-19 | 1144 | 115 | 28.2628 | -81.5486 | ARP, CAIRNOX, CAIROS, CAIRSO2, TRNOXOS | Combustion turbine | Diesel Oil | Pipeline Natural Gas | Water Injection | Electric Utility |  | 0.0763 | 25.391 | 669660.1 | 0.0789 | 31.851 | 800535.625 | 0.0832 | 31.359 | 748310.4 | 0.0835 | 28.812 | 691064.925 | 0.0823 | 25.837 | 620135.6 | 0.079 | 26.013 | 653748.975 | 0.0772 | 25.623 | 657089.275 | 0.0791 | 29.337 | 739573.975 | 0.0803 | 22.6 | 556091 | 0.0761 | 10.5 | 266859 | 13.2 | Water Injection | Low Ozone Season Rate | 0.0761 | 0.0761 | 21.4 |  |  | 21.4
FL | Intercession City | 8049 | 1A | Osceola | 1974-05-14 | 708 | 56.7 | 28.2628 | -81.5486 | CAIRNOX, CAIROS, CAIRSO2, TRNOXOS | Combustion turbine | Diesel Oil |  |  | Electric Utility | [16 empty] | 0.4298 | 0.208 | 954.775 | 0.4445 | 0.954 | 4093.125 | 0.4673 | 0.35 | 1425.175 | 0.4893 | 0.8 | 3153 | 0.5583 | 0.8 | 2543.9 | 0.1 | None Reported | Water Injection | 0.4298 | 0.25788 | 0.4 |  |  | 0.4
FL | Intercession City | 8049 | 1B | Osceola | 1974-05-14 | 708 | 56.7 | 28.2628 | -81.5486 | CAIRNOX, CAIROS, CAIRSO2, TRNOXOS | Combustion turbine | Diesel Oil |  |  | Electric Utility | [16 empty] | 0.4441 | 0.172 | 756.65 | 0.4576 | 0.939 | 3937.675 | 0.476 | 1.598 | 6261.25 | 0.5045 | 0.9 | 3509.7 | 0.5612 | 0.7 | 2515 | 0.1 | None Reported | Water Injection | 0.4441 | 0.26646 | 0.5 |  |  | 0.5
FL | Intercession City | 8049 | 2A | Osceola | 1974-05-14 | 708 | 56.7 | 28.2628 | -81.5486 | CAIRNOX, CAIROS, CAIRSO2, TRNOXOS | Combustion turbine | Diesel Oil |  |  | Electric Utility | [16 empty] | 0.4925 | 2.141 | 8252.025 | 0.5097 | 3.52 | 13340.825 | 0.5005 | 4.069 | 15757.3 | 0.5069 | 1 | 3608.7 | 0.5147 | 0.8 | 2884.7 | 0.1 | None Reported | Water Injection | 0.4925 | 0.2955 | 0.6 |  |  | 0.6
FL | Intercession City | 8049 | 2B | Osceola | 1974-05-14 | 708 | 56.7 | 28.2628 | -81.5486 | CAIRNOX, CAIROS, CAIRSO2, TRNOXOS | Combustion turbine | Diesel Oil |  |  | Electric Utility | [16 empty] | 0.5042 | 3.648 | 13133.875 | 0.4478 | 3.008 | 13196.125 | 0.4423 | 3.403 | 15138.55 | 0.4589 | 0.8 | 3392.8 | 0.4921 | 1.4 | 5298.9 | 0.1 | None Reported | Water Injection | 0.4423 | 0.26538 | 0.5 |  |  | 0.5
FL | Intercession City | 8049 | 3A | Osceola | 1974-05-14 | 708 | 56.7 | 28.2628 | -81.5486 | CAIRNOX, CAIROS, CAIRSO2, TRNOXOS | Combustion turbine | Diesel Oil |  |  | Electric Utility | [16 empty] | 0.5217 | 15.402 | 57243.3 | 0.4916 | 3.958 | 15177.7 | 0.4899 | 1.953 | 7470.7 | 0.4929 | 1.1 | 4222.1 | 0.54 | 0.6 | 2151.8 | 0.2 | None Reported | Water Injection | 0.4899 | 0.29394 | 0.7 |  |  | 0.7
FL | Intercession City | 8049 | 3B | Osceola | 1974-05-14 | 708 | 56.7 | 28.2628 | -81.5486 | CAIRNOX, CAIROS, CAIRSO2, TRNOXOS | Combustion turbine | Diesel Oil |  |  | Electric Utility | [16 empty] | 0.5294 | 14.664 | 53449 | 0.4901 | 3.661 | 13939.625 | 0.5 | 0.817 | 2906.75 | 0.4967 | 1.1 | 4003.7 | 0.5478 | 0.6 | 2040.4 | 0.2 | None Reported | Water Injection | 0.4901 | 0.29406 | 0.6 |  |  | 0.6
FL | Intercession City | 8049 | 4A | Osceola | 1974-05-14 | 708 | 56.7 | 28.2628 | -81.5486 | CAIRNOX, CAIROS, CAIRSO2, TRNOXOS | Combustion turbine | Diesel Oil |  |  | Electric Utility | [16 empty] | 0.6043 | 6.152 | 19749.45 | 0.5922 | 6.028 | 19714.1 | 0.6188 | 3.351 | 10362.725 | 0.5742 | 0.4 | 1422.5 | 0.5465 | 0.3 | 991.5 | 0.1 | None Reported | Water Injection | 0.5465 | 0.3279 | 0.2 |  |  | 0.2
FL | Intercession City | 8049 | 4B | Osceola | 1974-05-14 | 708 | 56.7 | 28.2628 | -81.5486 | CAIRNOX, CAIROS, CAIRSO2, TRNOXOS | Combustion turbine | Diesel Oil |  |  | Electric Utility | [16 empty] | 0.5393 | 5.538 | 19731.425 | 0.5217 | 5.3 | 19563.775 | 0.5232 | 2.844 | 10406.625 | 0.5262 | 0.5 | 2046 | 0.5519 | 0.3 | 923.2 | 0.1 | None Reported | Water Injection | 0.5217 | 0.31302 | 0.3 |  |  | 0.3
FL | Intercession City | 8049 | 5A | Osceola | 1974-05-14 | 708 | 56.7 | 28.2628 | -81.5486 | CAIRNOX, CAIROS, CAIRSO2, TRNOXOS | Combustion turbine | Diesel Oil |  |  | Electric Utility | [16 empty] | 0.7185 | 5.846 | 15399.25 | 0.6674 | 0.51 | 1442.95 | 0.6779 | 6.769 | 19444.775 | 0.7064 | 1.3 | 3445.5 | 0.771 | 0.7 | 1543.6 | 0.1 | None Reported | Water Injection | 0.6674 | 0.40044 | 0.7 |  |  | 0.7
FL | Intercession City | 8049 | 5B | Osceola | 1974-05-14 | 708 | 56.7 | 28.2628 | -81.5486 | CAIRNOX, CAIROS, CAIRSO2, TRNOXOS | Combustion turbine | Diesel Oil |  |  | Electric Utility | [16 empty] | 0.6768 | 5.383 | 14669.45 | 0.6391 | 2.687 | 7911.95 | 0.6195 | 6.068 | 18831.275 | 0.6065 | 1 | 3274.9 | 0.7054 | 0.5 | 1456.8 | 0.1 | None Reported | Water Injection | 0.6065 | 0.3639 | 0.6 |  |  | 0.6
FL | Intercession City | 8049 | 6A | Osceola | 1974-05-14 | 708 | 56.7 | 28.2628 | -81.5486 | CAIRNOX, CAIROS, CAIRSO2, TRNOXOS | Combustion turbine | Diesel Oil |  |  | Electric Utility | [16 empty] | 0.6466 | 9.247 | 26949.075 | 0.6148 | 6.306 | 19506.15 | 0.6007 | 2.476 | 7825.825 | 0.591 | 0.1 | 312.2 | 0.6052 | 0.4 | 1215.7 | 0 | None Reported | Water Injection | 0.591 | 0.3546 | 0.1 |  |  | 0.1
FL | Intercession City | 8049 | 6B | Osceola | 1974-05-14 | 708 | 56.7 | 28.2628 | -81.5486 | CAIRNOX, CAIROS, CAIRSO2, TRNOXOS | Combustion turbine | Diesel Oil |  |  | Electric Utility | [16 empty] | 0.6383 | 9.408 | 28094.65 | 0.6065 | 6.604 | 20935.725 | 0.5912 | 1.771 | 5727.025 | 0.6111 | 0.4 | 1252.3 | 0.6169 | 0.4 | 1265.5 | 0 | None Reported | Water Injection | 0.5912 | 0.35472 | 0.2 |  |  | 0.2
FL | J D Kennedy | 666 | 7 | Duval | 2000-07-30 | 1822 | 185 | 30.3644 | -81.6236 | TRNOXOS, CAIRNOX, CAIROS, CAIRSO2, ARP | Combustion turbine | Pipeline Natural Gas | Diesel Oil | Dry Low NOx Burners<br>Water Injection | Electric Utility |  | 0.0653 | 36.742 | 1338221.225 | 0.0445 | 7.281 | 311662 | 0.313 | 60.993 | 356369.581 | 0.0416 | 9.059 | 548152.337 | 0.0582 | 3.077 | 104335.5 | 0.0505 | 5.037 | 286339.407 | 0.0441 | 2.645 | 141819.723 | 0.0471 | 4.808 | 262187.488 | 0.0433 | 1.5 | 90433.3 | 0.0424 | 11.1 | 618854.6 | 1.4 | Dry Low NOx Burners<br>Water Injection | Low Ozone Season Rate | 0.0416 | 0.0285 | 1 |  |  | 1
FL | J D Kennedy | 666 | CT8 | Duval | 2009-04-18 | 1989 | 185 | 30.3644 | -81.6236 | ARP, CAIRNOX, CAIROS, CAIRSO2, TRNOXOS | Combustion turbine | Pipeline Natural Gas | Diesel Oil | Dry Low NOx Burners | Electric Utility | [16 empty] | 1.2 | 0.23 | 383 |  |  |  | 0.0426 | 7.372 | 453548.364 | 0.0486 | 11.3 | 594152.3 | 0.0516 | 2.7 | 135066.3 | 8.1 | Dry Low NOx Burners | Low Ozone Season Rate | 0.0426 | 0.0426 | 9.9 |  |  | 9.9
FL | J R Kelly | 664 | CC1 | Alachua | 2001-02-17 | 1121 | 96.1 | 29.6467 | -82.3219 | CAIRNOX, CAIROS, CAIRSO2, TRNOXOS, ARP | Combined cycle | Pipeline Natural Gas | Diesel Oil | Dry Low NOx Burners<br>Water Injection | Electric Utility |  | 0.0424 | 14.822 | 958423.85 | 0.0365 | 13.395 | 1021065.275 | 0.035 | 9.672 | 759492.85 | 0.0365 | 15.926 | 1155903.475 | 0.0728 | 2.066 | 54758.625 | 0.0411 | 10.621 | 730258.95 | 0.0328 | 15.911 | 1328586.5 | 0.0313 | 12.612 | 1125652 | 0.0324 | 15.3 | 1290046.2 | 0.0267 | 26.6 | 2336824.7 | 31.3 | Dry Low NOx Burners<br>Water Injection | Low Ozone Season Rate | 0.0267 | 0.0267 | 12.6 |  |  | 12.6
FL | Lansing Smith Generating Plant | 643 | 1 | Bay | 1965-05-12 | 1945 | 149.6 | 30.2689 | -85.7003 | ARP | Tangentially-fired | Coal | Diesel Oil, Other Oil | Low NOx Burner Technology w/ Closed-coupled/Separated OFA | Electric Utility | Electric Services | 0.4756 | 1044.561 | 4400334.6 | 0.4756 | 1294.277 | 5488417.225 | 0.4765 | 1406.138 | 5928759.9 | 0.4659 | 1258.807 | 5438185.35 | 0.4926 | 1304.727 | 5244909.55 | 0.4957 | 1388.696 | 5674753 | 0.3085 | 555.937 | 3601786.725 | 0.2917 | 625.938 | 4369862.175 | 0.3452 | 504.8 | 2994157.5 | 0.3697 | 426.5 | 2321881.1 | 41.9 | SNCR | New SCR | 0.2917 | 0.14585 | 213.3 |  |  | 213.3
FL | Lansing Smith Generating Plant | 643 | 2 | Bay | 1967-04-09 | 2246 | 190.4 | 30.2689 | -85.7003 | ARP | Tangentially-fired | Coal | Diesel Oil, Other Oil | Low NOx Burner Technology w/ Closed-coupled/Separated OFA | Electric Utility | Electric Services | 0.3994 | 1153.963 | 5974222.65 | 0.3929 | 1243.049 | 6427565.875 | 0.3823 | 1224.878 | 6504597.25 | 0.388 | 1265.63 | 6580240.675 | 0.3867 | 1334.859 | 6954991.15 | 0.3995 | 1033.703 | 5225937.25 | 0.3347 | 609.57 | 3639674.05 | 0.2918 | 782.391 | 5471412.9 | 0.3583 | 593.5 | 3443899.3 | 0.4125 | 460.7 | 2270476.7 | 41.8 | SNCR | New SCR | 0.2918 | 0.1459 | 241.7 |  |  | 241.7
FL | Lansing Smith Generating Plant | 643 | 4 | Bay | 2002-01-16 | 2230 | 213.3 | 30.2689 | -85.7003 | ARP, CAIRNOX, CAIROS, CAIRSO2, TRNOXOS | Combined cycle | Natural Gas |  | Dry Low NOx Burners | Electric Utility |  | 0.038 | 58.18 | 3475841.9 | 0.039 | 62.509 | 3911506.8 | 0.041 | 50.886 | 3135465.075 | 0.0409 | 64.917 | 3873342.65 | 0.0467 | 67.954 | 3730626.775 | 0.0472 | 70.092 | 3746841.075 | 0.0366 | 86.329 | 5341002 | 0.0419 | 99.372 | 5396916.55 | 0.0312 | 86.8 | 5866917.1 | 0.0393 | 104.7 | 5639927.3 | 71.6 | Dry Low NOx Burners | Low Ozone Season Rate | 0.0312 | 0.0312 | 86.8 |  |  | 86.8
FL | Lansing Smith Generating Plant | 643 | 5 | Bay | 2002-01-12 | 2230 | 213.3 | 30.2689 | -85.7003 | ARP, CAIRNOX, CAIROS, CAIRSO2, TRNOXOS | Combined cycle | Natural Gas |  | Dry Low NOx Burners | Electric Utility |  | 0.0386 | 42.449 | 2868913.95 | 0.037 | 57.348 | 3852305.275 | 0.0424 | 60.697 | 3562616.175 | 0.0413 | 60.875 | 3775397.275 | 0.051 | 67.735 | 3262540.35 | 0.0462 | 64.439 | 3624808.25 | 0.0389 | 94.957 | 5282405.4 | 0.0467 | 96.626 | 4738196.275 | 0.0352 | 102.5 | 5950216.3 | 0.0392 | 100.2 | 5442480.1 | 72.7 | Dry Low NOx Burners | Low Ozone Season Rate | 0.0352 | 0.0352 | 102.5 |  |  | 102.5
FL | Lansing Smith Generating Plant | 643 | AA | Bay | 1971-05-31 | 271 |  | 30.2689 | -85.7003 | CAIRNOX, CAIROS, CAIRSO2, TRNOXOS | Combustion turbine | Diesel Oil |  |  | Electric Utility | [13 empty] | 0.041 | 6.819 | 420033.575 | 0.5833 | 0.119 | 368.679 | 0.5157 | 0.103 | 316.222 | 0.651 | 0.145 | 446.47 | 0.361 | 0.1 | 243.6 | 1.2959 | 1.6 | 2304.5 | 0 | None Reported | Water Injection | 0.041 | 0.0246 | 0 |  |  | 0
FL | Lansing Smith Generating Plant | 643 | AB | Bay | 1971-05-31 | 271 |  | 30.2689 | -85.7003 | CAIRNOX, CAIROS, CAIRSO2, TRNOXOS | Combustion turbine | Diesel Oil |  |  | Electric Utility | [13 empty] | 0.0344 | 19.986 | 1500699.875 | 0.8698 | 0.252 | 377.661 | 0.7573 | 0.19 | 344.756 | 0.195 | 0.002 | 16.019 | 0.2913 | 0.1 | 269.9 | 0.2412 | 0.1 | 408.3 | 0 | None Reported | Water Injection | 0.0344 | 0.02064 | 0 |  |  | 0
FL | Lauderdale | 613 | 4GT1 | Broward | 1993-05-23 | 1775.6 | 185 | 26.0681 | -80.1983 | CAIRNOX, CAIROS, CAIRSO2, TRNOXOS, ARP | Combined cycle | Pipeline Natural Gas | Diesel Oil | Steam Injection | Electric Utility |  | 0.1056 | 295.192 | 5498910.899 | 0.1079 | 288.711 | 5202984.56 | 0.1089 | 285.556 | 5144907.005 | 0.1036 | 280.477 | 5283965.128 | 0.0995 | 120.36 | 2365897.751 | 0.1001 | 238.316 | 4590832.704 | 0.1044 | 222.428 | 4135213.279 | 0.1003 | 215.296 | 4209313.866 | 0.1012 | 255.2 | 4971598.8 | 0.0938 | 143.3 | 3048326 | 76.3 | Steam Injection | Low Ozone Season Rate | 0.0938 | 0.0938 | 236.5 |  |  | 236.5
FL | Lauderdale | 613 | 4GT2 | Broward | 1993-05-23 | 1775.6 | 185 | 26.0681 | -80.1983 | CAIRNOX, CAIROS, CAIRSO2, TRNOXOS, ARP | Combined cycle | Pipeline Natural Gas | Diesel Oil | Steam Injection | Electric Utility |  | 0.1072 | 298.306 | 5423371.051 | 0.1124 | 270.932 | 4724104.773 | 0.1109 | 291.561 | 5148982.84 | 0.1084 | 288.121 | 5176675.31 | 0.116 | 142.706 | 2449202.496 | 0.1086 | 274.346 | 4881420.623 | 0.107 | 259.621 | 4746250.491 | 0.1047 | 185.933 | 3512664.535 | 0.1071 | 270.9 | 4933543.6 | 0.1023 | 155.3 | 3020722.5 | 75.7 | Steam Injection | Low Ozone Season Rate | 0.1023 | 0.1023 | 258.7 |  |  | 258.7
FL | Lauderdale | 613 | 5GT1 | Broward | 1993-05-23 | 1775.6 | 185 | 26.0681 | -80.1983 | CAIRNOX, CAIROS, CAIRSO2, TRNOXOS, ARP | Combined cycle | Pipeline Natural Gas | Diesel Oil | Steam Injection | Electric Utility |  | 0.1208 | 333.117 | 5429985.126 | 0.113 | 294.734 | 5112781.437 | 0.1049 | 275.278 | 5134664.328 | 0.1081 | 288.07 | 5269690.633 | 0.1171 | 290 | 4821484.206 | 0.108 | 271.207 | 4911669.919 | 0.1134 | 299.561 | 5111754.233 | 0.1027 | 264.974 | 5072661.65 | 0.1081 | 282 | 5135426.2 | 0.1006 | 250 | 4940815.2 | 78.8 | Steam Injection | Low Ozone Season Rate | 0.1006 | 0.1006 | 262.5 |  |  | 262.5
FL | Lauderdale | 613 | 5GT2 | Broward | 1993-05-23 | 1775.6 | 185 | 26.0681 | -80.1983 | CAIRNOX, CAIROS, CAIRSO2, TRNOXOS, ARP | Combined cycle | Pipeline Natural Gas | Diesel Oil | Steam Injection | Electric Utility |  | 0.1148 | 309.34 | 5306562.86 | 0.1145 | 288.378 | 4969562.044 | 0.107 | 281.225 | 5199606.059 | 0.1108 | 301.442 | 5349546.879 | 0.119 | 299.614 | 4976336.571 | 0.111 | 271.748 | 4800795.941 | 0.1065 | 275.742 | 5045307.733 | 0.1056 | 272.98 | 5104867.752 | 0.1121 | 222.7 | 3930657.2 | 0.0999 | 247.6 | 4943537.6 | 60.3 | Steam Injection | Low Ozone Season Rate | 0.0999 | 0.0999 | 198.4 |  |  | 198.4
FL | Lauderdale | 613 | GFL01 | Broward | 1970-08-01 | 702 | 34.2 | 26.0681 | -80.1983 | CAIRNOX, CAIROS, CAIRSO2, TRNOXOS | Other turbine | Pipeline Natural Gas | Diesel Oil |  | Electric Utility | [16 empty] | 0.735 | 0.389 | 1621.8 | 0.4661 | 8.381 | 35082.7 | 0.4723 | 7.494 | 30365.4 | 0.4566 | 7.7 | 33246.2 | 0.4119 | 7 | 34180.3 | 1.3 | None Reported | Water Injection | 0.4119 | 0.24714 | 4.2 |  |  | 4.2
FL | Lauderdale | 613 | GFL02 | Broward | 1970-08-01 | 702 | 34.2 | 26.0681 | -80.1983 | CAIRNOX, CAIROS, CAIRSO2, TRNOXOS | Other turbine | Pipeline Natural Gas | Diesel Oil |  | Electric Utility | [16 empty] | 0.7945 | 0.431 | 1621.3 | 0.463 | 8.068 | 34052.5 | 0.4723 | 13.168 | 54720.9 | 0.4471 | 7.4 | 32788.5 | 0.412 | 7.7 | 37278.6 | 1.3 | None Reported | Water Injection | 0.412 | 0.2472 | 4.1 |  |  | 4.1
FL | Lauderdale | 613 | GFL03 | Broward | 1970-08-01 | 702 | 34.2 | 26.0681 | -80.1983 | CAIRNOX, CAIROS, CAIRSO2, TRNOXOS | Other turbine | Pipeline Natural Gas | Diesel Oil |  | Electric Utility | [16 empty] | 0.6925 | 1.054 | 4086.3 | 0.4654 | 8.432 | 35158.9 | 0.477 | 13.811 | 56540 | 0.4428 | 8.2 | 36671.3 | 0.4119 | 10.1 | 49028.7 | 1.4 | None Reported | Water Injection | 0.4119 | 0.24714 | 4.5 |  |  | 4.5
FL | Lauderdale | 613 | GFL04 | Broward | 1970-08-01 | 702 | 34.2 | 26.0681 | -80.1983 | CAIRNOX, CAIROS, CAIRSO2, TRNOXOS | Other turbine | Pipeline Natural Gas | Diesel Oil |  | Electric Utility | [16 empty] | 0.7508 | 0.397 | 1454 | 0.4834 | 6.606 | 26311.3 | 0.4736 | 14.119 | 57572.6 | 0.4269 | 7.7 | 35857.2 | 0.412 | 10.5 | 50738.7 | 1.4 | None Reported | Water Injection | 0.412 | 0.2472 | 4.5 |  |  | 4.5
FL | Lauderdale | 613 | GFL05 | Broward | 1970-08-01 | 702 | 34.2 | 26.0681 | -80.1983 | CAIRNOX, CAIROS, CAIRSO2, TRNOXOS | Other turbine | Pipeline Natural Gas | Diesel Oil |  | Electric Utility | [16 empty] | 0.7405 | 0.996 | 3797.6 | 0.465 | 7.606 | 31532.2 | 0.484 | 14.133 | 56384.8 | 0.444 | 9.6 | 43276.5 | 0.4119 | 10.1 | 48878.2 | 1.7 | None Reported | Water Injection | 0.4119 | 0.24714 | 5.4 |  |  | 5.4
FL | Lauderdale | 613 | GFL06 | Broward | 1970-08-01 | 702 | 34.2 | 26.0681 | -80.1983 | CAIRNOX, CAIROS, CAIRSO2, TRNOXOS | Other turbine | Pipeline Natural Gas | Diesel Oil |  | Electric Utility | [16 empty] | 0.752 | 0.419 | 1582.5 | 0.4645 | 8.914 | 37230.9 | 0.4733 | 14.469 | 59732.2 | 0.4531 | 6.3 | 27414.8 | 0.412 | 8.1 | 39235.2 | 1.1 | None Reported | Water Injection | 0.412 | 0.2472 | 3.4 |  |  | 3.4
FL | Lauderdale | 613 | GFL07 | Broward | 1970-08-01 | 702 | 34.2 | 26.0681 | -80.1983 | CAIRNOX, CAIROS, CAIRSO2, TRNOXOS | Other turbine | Pipeline Natural Gas | Diesel Oil |  | Electric Utility | [16 empty] | 0.7558 | 0.264 | 1113.3 | 0.4689 | 7.611 | 31099.1 | 0.48 | 10.622 | 42529.4 | 0.4354 | 6.2 | 28492.4 | 0.4157 | 8.4 | 40554.6 | 1.1 | None Reported | Water Injection | 0.4157 | 0.24942 | 3.6 |  |  | 3.6
FL | Lauderdale | 613 | GFL08 | Broward | 1970-08-01 | 702 | 34.2 | 26.0681 | -80.1983 | CAIRNOX, CAIROS, CAIRSO2, TRNOXOS | Other turbine | Pipeline Natural Gas | Diesel Oil |  | Electric Utility | [16 empty] | 0.7793 | 0.288 | 1167.3 | 0.4709 | 8.262 | 33801.2 | 0.478 | 12.098 | 49297.9 | 0.4297 | 5.8 | 27102.6 | 0.4118 | 7.4 | 36015.9 | 1.1 | None Reported | Water Injection | 0.4118 | 0.24708 | 3.3 |  |  | 3.3
FL | Lauderdale | 613 | GFL09 | Broward | 1970-08-01 | 702 | 34.2 | 26.0681 | -80.1983 | CAIRNOX, CAIROS, CAIRSO2, TRNOXOS | Other turbine | Pipeline Natural Gas | Diesel Oil |  | Electric Utility | [16 empty] | 0.8525 | 0.119 | 345.4 | 0.4655 | 6.897 | 28304.6 | 0.4898 | 13.764 | 54822.9 | 0.4564 | 5.8 | 25055.9 | 0.412 | 6.8 | 32883.9 | 1 | None Reported | Water Injection | 0.412 | 0.2472 | 3.2 |  |  | 3.2
FL | Lauderdale | 613 | GFL10 | Broward | 1970-08-01 | 702 | 34.2 | 26.0681 | -80.1983 | CAIRNOX, CAIROS, CAIRSO2, TRNOXOS | Other turbine | Pipeline Natural Gas | Diesel Oil |  | Electric Utility | [16 empty] | 0.8257 | 0.381 | 1602.5 | 0.4714 | 8.527 | 35009.9 | 0.4821 | 13.723 | 54930.8 | 0.4478 | 7.4 | 32543.8 | 0.412 | 6.6 | 32187.8 | 1.3 | None Reported | Water Injection | 0.412 | 0.2472 | 4.1 |  |  | 4.1
FL | Lauderdale | 613 | GFL11 | Broward | 1970-08-01 | 702 | 34.2 | 26.0681 | -80.1983 | CAIRNOX, CAIROS, CAIRSO2, TRNOXOS | Other turbine | Pipeline Natural Gas | Diesel Oil |  | Electric Utility | [16 empty] | 0.8027 | 1.126 | 4566.2 | 0.4676 | 7.864 | 32870.2 | 0.4829 | 15.128 | 60986.2 | 0.4222 | 4.8 | 22835.7 | 0.412 | 7.1 | 34564.6 | 0.9 | None Reported | Water Injection | 0.412 | 0.2472 | 2.8 |  |  | 2.8
FL | Lauderdale | 613 | GFL12 | Broward | 1970-08-01 | 702 | 34.2 | 26.0681 | -80.1983 | CAIRNOX, CAIROS, CAIRSO2, TRNOXOS | Other turbine | Pipeline Natural Gas | Diesel Oil |  | Electric Utility | [16 empty] | 0.7167 | 1.067 | 4508.2 | 0.4712 | 8.722 | 36262.7 | 0.4885 | 13.368 | 53013.3 | 0.4395 | 5.5 | 24890.4 | 0.4122 | 7.2 | 34815.6 | 1 | None Reported | Water Injection | 0.4122 | 0.24732 | 3.1 |  |  | 3.1
FL | Lauderdale | 613 | GFL13 | Broward | 1972-08-01 | 702 | 34.2 | 26.0681 | -80.1983 | CAIRNOX, CAIROS, CAIRSO2, TRNOXOS | Other turbine | Pipeline Natural Gas | Diesel Oil |  | Electric Utility | [16 empty] | 0.477 | 0.006 | 25.6 | 0.5291 | 3.256 | 12362 | 0.4898 | 5.831 | 22833 | 0.4108 | 0.5 | 2308 | 0.412 | 1.1 | 5208.6 | 0.1 | None Reported | Water Injection | 0.4108 | 0.24648 | 0.3 |  |  | 0.3
FL | Lauderdale | 613 | GFL14 | Broward | 1972-08-01 | 702 | 34.2 | 26.0681 | -80.1983 | CAIRNOX, CAIROS, CAIRSO2, TRNOXOS | Other turbine | Pipeline Natural Gas | Diesel Oil |  | Electric Utility | [16 empty] | 0.4 | 0 | 1 | 0.5192 | 3.723 | 14366.3 | 0.5387 | 8.781 | 31475.7 | 0.4505 | 5 | 21568.8 | 0.4121 | 7.6 | 36829.8 | 0.8 | None Reported | Water Injection | 0.4 | 0.24 | 2.6 |  |  | 2.6
FL | Lauderdale | 613 | GFL15 | Broward | 1972-08-01 | 702 | 34.2 | 26.0681 | -80.1983 | CAIRNOX, CAIROS, CAIRSO2, TRNOXOS | Other turbine | Pipeline Natural Gas | Diesel Oil |  | Electric Utility | [16 empty] | 0.5298 | 0.007 | 25.6 | 0.5271 | 3.548 | 13185.9 | 0.535 | 9.635 | 34365.5 | 0.4402 | 6 | 27286.1 | 0.412 | 8.1 | 39076 | 1.1 | None Reported | Water Injection | 0.412 | 0.2472 | 3.4 |  |  | 3.4
FL | Lauderdale | 613 | GFL16 | Broward | 1972-08-01 | 702 | 34.2 | 26.0681 | -80.1983 | CAIRNOX, CAIROS, CAIRSO2, TRNOXOS | Other turbine | Pipeline Natural Gas | Diesel Oil |  | Electric Utility | [16 empty] | 0.4733 | 0.025 | 118 | 0.5554 | 3.439 | 12003.9 | 0.5361 | 9.415 | 33310.2 | 0.4523 | 6.7 | 29418.1 | 0.4121 | 6.9 | 33667.2 | 1.1 | None Reported | Water Injection | 0.4121 | 0.24726 | 3.7 |  |  | 3.7
FL | Lauderdale | 613 | GFL17 | Broward | 1972-08-01 | 702 | 34.2 | 26.0681 | -80.1983 | CAIRNOX, CAIROS, CAIRSO2, TRNOXOS | Other turbine | Pipeline Natural Gas | Diesel Oil |  | Electric Utility | [16 empty] | 0.8325 | 0.809 | 2995.5 | 0.5577 | 3.364 | 12029.2 | 0.5335 | 7.892 | 28096.7 | 0.4495 | 7.1 | 31609.6 | 0.4118 | 4.9 | 23828.7 | 1.2 | None Reported | Water Injection | 0.4118 | 0.24708 | 3.9 |  |  | 3.9
FL | Lauderdale | 613 | GFL18 | Broward | 1972-08-01 | 702 | 34.2 | 26.0681 | -80.1983 | CAIRNOX, CAIROS, CAIRSO2, TRNOXOS | Other turbine | Pipeline Natural Gas | Diesel Oil |  | Electric Utility | [16 empty] | 0.977 | 0.111 | 215.5 | 0.5476 | 3.063 | 11221.3 | 0.5392 | 8.399 | 29652.6 | 0.4182 | 5.5 | 26310.4 | 0.4117 | 3.4 | 16398.1 | 1 | None Reported | Water Injection | 0.4117 | 0.24702 | 3.3 |  |  | 3.3
FL | Lauderdale | 613 | GFL19 | Broward | 1972-08-01 | 702 | 34.2 | 26.0681 | -80.1983 | CAIRNOX, CAIROS, CAIRSO2, TRNOXOS | Other turbine | Pipeline Natural Gas | Diesel Oil |  | Electric Utility | [16 empty] | 0.8217 | 0.948 | 3456.2 | 0.54 | 3.022 | 11313.4 | 0.5484 | 6.091 | 21112.3 | 0.4128 | 0.1 | 379.4 | 0.412 | 5.8 | 27976.3 | 0 | None Reported | Water Injection | 0.412 | 0.2472 | 0 |  |  | 0
FL | Lauderdale | 613 | GFL20 | Broward | 1972-08-01 | 702 | 34.2 | 26.0681 | -80.1983 | CAIRNOX, CAIROS, CAIRSO2, TRNOXOS | Other turbine | Pipeline Natural Gas | Diesel Oil |  | Electric Utility | [16 empty] | 1.0238 | 0.099 | 240 | 0.5365 | 3.752 | 14230.2 | 0.5322 | 6.981 | 24592.2 | 0.461 | 5.1 | 22183.7 | 0.412 | 4.9 | 23736.5 | 0.9 | None Reported | Water Injection | 0.412 | 0.2472 | 2.8 |  |  | 2.8
FL | Lauderdale | 613 | GFL21 | Broward | 1972-08-01 | 702 | 34.2 | 26.0681 | -80.1983 | CAIRNOX, CAIROS, CAIRSO2, TRNOXOS | Other turbine | Pipeline Natural Gas | Diesel Oil |  | Electric Utility | [16 empty] | 0.9487 | 0.121 | 287.2 | 0.5086 | 3.97 | 15343 | 0.5314 | 11.522 | 41150.5 | 0.4576 | 5.6 | 24209.1 | 0.4122 | 4.5 | 21665.2 | 0.9 | None Reported | Water Injection | 0.4122 | 0.24732 | 3 |  |  | 3
FL | Lauderdale | 613 | GFL22 | Broward | 1972-08-01 | 702 | 34.2 | 26.0681 | -80.1983 | CAIRNOX, CAIROS, CAIRSO2, TRNOXOS | Other turbine | Pipeline Natural Gas | Diesel Oil |  | Electric Utility | [16 empty] | 0.9105 | 0.094 | 202 | 0.5294 | 4.025 | 14955.1 | 0.5418 | 8.708 | 30542.2 | 0.4722 | 4.5 | 18503 | 0.4119 | 7.7 | 37241 | 0.7 | None Reported | Water Injection | 0.4119 | 0.24714 | 2.3 |  |  | 2.3
FL | Lauderdale | 613 | GFL23 | Broward | 1972-08-01 | 702 | 34.2 | 26.0681 | -80.1983 | CAIRNOX, CAIROS, CAIRSO2, TRNOXOS | Other turbine | Pipeline Natural Gas | Diesel Oil |  | Electric Utility | [16 empty] | 0.7932 | 1.049 | 3993.6 | 0.521 | 3.833 | 14536.4 | 0.5397 | 9.63 | 33478.6 | 0.4678 | 5.3 | 22418.1 | 0.4121 | 7.5 | 36194.7 | 0.9 | None Reported | Water Injection | 0.4121 | 0.24726 | 2.8 |  |  | 2.8
FL | Lauderdale | 613 | GFL24 | Broward | 1972-08-01 | 702 | 34.2 | 26.0681 | -80.1983 | CAIRNOX, CAIROS, CAIRSO2, TRNOXOS | Other turbine | Pipeline Natural Gas | Diesel Oil |  | Electric Utility | [16 empty] | 0.9794 | 0.12 | 256.8 | 0.5024 | 3.418 | 13697.2 | 0.5473 | 9.869 | 34573 | 0.4803 | 5.2 | 21902.9 | 0.4121 | 5.7 | 27564.3 | 0.8 | None Reported | Water Injection | 0.4121 | 0.24726 | 2.7 |  |  | 2.7
FL | Manatee | 6042 | MTCT3A | Manatee | 2005-05-23 | 2294.5 | 188.2 | 27.6058 | -82.3456 | ARP, CAIRNOX, CAIROS, CAIRSO2, TRNOXOS | Combined cycle | Pipeline Natural Gas |  | Dry Low NOx Burners<br>Selective Catalytic Reduction | Electric Utility |  |  |  |  | 0.0418 | 106.257 | 5033071.802 | 0.0109 | 20.634 | 4318619.687 | 0.0093 | 23.832 | 5527338.334 | 0.0092 | 22.58 | 5417723.844 | 0.0116 | 23.278 | 4762646.606 | 0.012 | 28.022 | 5723444.045 | 0.0129 | 26.746 | 5348002.911 | 0.0086 | 17.3 | 4243750 | 0.0143 | 24.9 | 5141096.2 | 50.4 | Dry Low NOx Burners<br>Selective Catalytic Reduction | Existing SCR | 0.0086 | 0.0086 | 17.3 |  |  | 17.3
FL | Manatee | 6042 | MTCT3B | Manatee | 2005-05-23 | 2294.5 | 188.2 | 27.6058 | -82.3456 | ARP, CAIRNOX, CAIROS, CAIRSO2, TRNOXOS | Combined cycle | Pipeline Natural Gas |  | Dry Low NOx Burners<br>Selective Catalytic Reduction | Electric Utility |  |  |  |  | 0.037 | 94.684 | 5079267.244 | 0.0114 | 21.153 | 4225577.836 | 0.0091 | 25.148 | 5771941.252 | 0.0097 | 25.591 | 5617449.953 | 0.0119 | 22.704 | 4618250.623 | 0.0123 | 28.458 | 5734134.144 | 0.0139 | 27.648 | 5297953.237 | 0.0086 | 15.5 | 3751861.2 | 0.0129 | 27.7 | 5438823.4 | 44.5 | Dry Low NOx Burners<br>Selective Catalytic Reduction | Existing SCR | 0.0086 | 0.0086 | 15.5 |  |  | 15.5
FL | Manatee | 6042 | MTCT3C | Manatee | 2005-05-23 | 2294.5 | 188.2 | 27.6058 | -82.3456 | ARP, CAIRNOX, CAIROS, CAIRSO2, TRNOXOS | Combined cycle | Pipeline Natural Gas |  | Dry Low NOx Burners<br>Selective Catalytic Reduction | Electric Utility |  |  |  |  | 0.0346 | 87.691 | 5020633.556 | 0.0114 | 20.251 | 4107868.185 | 0.0091 | 25.064 | 5738255.45 | 0.0095 | 22.691 | 5352017.267 | 0.0103 | 23.21 | 4897063.916 | 0.0096 | 26.391 | 5751165.191 | 0.0108 | 23.768 | 5401304.253 | 0.0094 | 18.4 | 4348219.3 | 0.0117 | 24.5 | 5410929.1 | 51.6 | Dry Low NOx Burners<br>Selective Catalytic Reduction | Existing SCR | 0.0091 | 0.0091 | 17.8 |  |  | 17.8
FL | Manatee | 6042 | MTCT3D | Manatee | 2005-05-23 | 2294.5 | 188.2 | 27.6058 | -82.3456 | ARP, CAIRNOX, CAIROS, CAIRSO2, TRNOXOS | Combined cycle | Pipeline Natural Gas |  | Dry Low NOx Burners<br>Selective Catalytic Reduction | Electric Utility |  |  |  |  | 0.0348 | 93.449 | 5328861.86 | 0.0141 | 25.555 | 4105596.853 | 0.0097 | 25.344 | 5511130.837 | 0.0095 | 26.792 | 5919660.686 | 0.0116 | 25.209 | 4806148.593 | 0.0099 | 27.227 | 5818004.586 | 0.0144 | 23.358 | 4378909.771 | 0.01 | 22.6 | 4780553.1 | 0.009 | 25.1 | 5934643.3 | 56.7 | Dry Low NOx Burners<br>Selective Catalytic Reduction | Existing SCR | 0.009 | 0.009 | 20.3 |  |  | 20.3
FL | Manatee | 6042 | PMT1 | Manatee | 1976-10-26 | 8650 | 863.3 | 27.6058 | -82.3456 | ARP | Dry bottom wall-fired boiler | Residual Oil | Pipeline Natural Gas | Low NOx Burner Technology (Dry Bottom only) | Electric Utility | Electric Services | 0.237 | 1057.559 | 7946086.157 | 0.221 | 2013.155 | 15900000 | 0.2154 | 1673.843 | 13400000 | 0.1131 | 857.164 | 12300000 | 0.118 | 964.785 | 13700000 | 0.0849 | 577.424 | 11100000 | 0.0725 | 575.24 | 12400000 | 0.0966 | 655.873 | 10500000 | 0.047 | 255 | 8767418.7 | 0.0444 | 168.7 | 6533776.1 | 27.6 |  | Low Ozone Season Rate | 0.0444 | 0.0444 | 240.9 |  |  | 240.9
FL | Manatee | 6042 | PMT2 | Manatee | 1977-12-07 | 8650 | 863.3 | 27.6058 | -82.3456 | ARP | Dry bottom wall-fired boiler | Residual Oil | Pipeline Natural Gas | Low NOx Burner Technology (Dry Bottom only) | Electric Utility | Electric Services | 0.256 | 2712.909 | 18900000 | 0.2183 | 1917.12 | 15200000 | 0.2315 | 2117.702 | 16100000 | 0.2082 | 1507.994 | 12900000 | 0.1641 | 1166.37 | 12400000 | 0.0985 | 668.188 | 11400000 | 0.0931 | 533.952 | 8940411.481 | 0.1099 | 788.218 | 11200000 | 0.0701 | 446.1 | 11100000 | 0.0676 | 321.6 | 7639776.3 | 34.8 |  | Low Ozone Season Rate | 0.0676 | 0.0676 | 430.2 |  |  | 430.2
FL | Martin | 6043 | HRSG3A | Martin | 1993-06-01 | 2022 | 204 | 27.0536 | -80.5628 | ARP, CAIRNOX, CAIROS, CAIRSO2, TRNOXOS | Combined cycle | Pipeline Natural Gas |  | Dry Low NOx Burners | Electric Utility |  | 0.0378 | 66.854 | 3580778.767 | 0.0744 | 25.61 | 857095.196 | 0.0323 | 78.971 | 4862413.692 | 0.0281 | 67.652 | 4820189.051 | 0.0338 | 81.625 | 4879024.639 | 0.0375 | 89.95 | 4832071.944 | 0.0346 | 77.837 | 4522138.688 | 0.0401 | 65.157 | 3415680.361 | 0.0428 | 89.4 | 4317753.1 | 0.061 | 138.1 | 4599672.7 | 58.2 | Dry Low NOx Burners | Low Ozone Season Rate | 0.0281 | 0.0281 | 58.7 |  |  | 58.7
FL | Martin | 6043 | HRSG3B | Martin | 1993-06-01 | 2022 | 204 | 27.0536 | -80.5628 | ARP, TRNOXOS, CAIRNOX, CAIROS, CAIRSO2 | Combined cycle | Pipeline Natural Gas |  | Dry Low NOx Burners | Electric Utility |  | 0.0466 | 75.772 | 3194480.469 | 0.0696 | 25.449 | 835615.505 | 0.0313 | 84.167 | 5283540.397 | 0.0285 | 73.464 | 5170875.42 | 0.0388 | 94.516 | 4863009.928 | 0.0436 | 97.627 | 4625697.265 | 0.0368 | 81.869 | 4481152.419 | 0.0326 | 81.836 | 5034618.153 | 0.0301 | 71.2 | 4787777.7 | 0.042 | 107.9 | 5114043.5 | 64.5 | Dry Low NOx Burners | Low Ozone Season Rate | 0.0285 | 0.0285 | 67.4 |  |  | 67.4
FL | Martin | 6043 | HRSG4A | Martin | 1993-06-12 | 2022 | 204 | 27.0536 | -80.5628 | ARP, CAIRNOX, CAIROS, CAIRSO2, TRNOXOS | Combined cycle | Pipeline Natural Gas |  | Dry Low NOx Burners | Electric Utility |  | 0.0327 | 67.1 | 4131328.833 |  |  |  | 0.0275 | 71.096 | 5133949.218 | 0.0312 | 75.035 | 4835973.468 | 0.0421 | 103.381 | 4878740.346 | 0.0343 | 74.668 | 4552713.031 | 0.0327 | 82.52 | 5076539.078 | 0.0345 | 81.793 | 4768633.784 | 0.0339 | 52.2 | 3348193.3 | 0.0412 | 85.3 | 4348223.4 | 45.1 | Dry Low NOx Burners | Low Ozone Season Rate | 0.0275 | 0.0275 | 42.4 |  |  | 42.4
FL | Martin | 6043 | HRSG4B | Martin | 1993-06-12 | 2022 | 204 | 27.0536 | -80.5628 | ARP, CAIRNOX, CAIROS, CAIRSO2, TRNOXOS | Combined cycle | Pipeline Natural Gas |  | Dry Low NOx Burners | Electric Utility |  | 0.0334 | 82.845 | 4933375.826 |  |  |  | 0.0286 | 77.531 | 5313894.596 | 0.0305 | 76.223 | 5014085.226 | 0.0311 | 82.233 | 5246062.564 | 0.0337 | 87.976 | 5207386.483 | 0.0388 | 102.716 | 5296119.361 | 0.035 | 78.422 | 4600309.272 | 0.0319 | 58.3 | 3768799.8 | 0.0432 | 99.2 | 4725944 | 50.8 | Dry Low NOx Burners | Low Ozone Season Rate | 0.0286 | 0.0286 | 52.3 |  |  | 52.3
FL | Martin | 6043 | PMR1 | Martin | 1980-12-22 | 9040 | 934.5 | 27.0536 | -80.5628 | ARP | Dry bottom wall-fired boiler | Pipeline Natural Gas | Residual Oil | Low NOx Burner Technology (Dry Bottom only) | Electric Utility | Electric Services | 0.2011 | 1897.227 | 17600000 | 0.195 | 1794.066 | 17500000 | 0.2017 | 1634.487 | 15600000 | 0.1452 | 1275.039 | 14900000 | 0.1583 | 1119.361 | 12200000 | 0.1404 | 1102.177 | 13100000 | 0.1268 | 1090.009 | 14400000 | 0.1335 | 1037.088 | 13100000 | 0.0808 | 474.1 | 10400000 | 0.0705 | 439.4 | 11200000 | 31.3 |  | Low Ozone Season Rate | 0.0705 | 0.0705 | 413.7 |  |  | 413.7
FL | Martin | 6043 | PMR2 | Martin | 1981-06-17 | 9040 | 934.5 | 27.0536 | -80.5628 | ARP | Dry bottom wall-fired boiler | Pipeline Natural Gas | Residual Oil | Low NOx Burner Technology (Dry Bottom only) | Electric Utility | Electric Services | 0.1817 | 1644.76 | 16200000 | 0.2025 | 1796.872 | 16400000 | 0.2028 | 1707.47 | 15600000 | 0.1617 | 1435.05 | 15100000 | 0.1675 | 1505.666 | 15700000 | 0.1691 | 1215.181 | 12500000 | 0.1475 | 1156.463 | 13500000 | 0.155 | 1048.19 | 11700000 | 0.1139 | 591 | 9193957.5 | 0.1114 | 514 | 7823331.5 | 27.7 |  | New SCR | 0.1114 | 0.06 | 311.3 |  |  | 311.3
FL | Martin | 6043 | PMR8A | Martin | 2001-06-14 | 2306 | 188.2 | 27.0536 | -80.5628 | ARP, CAIRNOX, CAIROS, CAIRSO2, TRNOXOS | Combined cycle | Pipeline Natural Gas | Diesel Oil | Selective Catalytic Reduction<br>Dry Low NOx Burners<br>Water Injection | Electric Utility |  | 0.0574 | 42.039 | 1807755.526 |  |  |  | 0.0134 | 24.667 | 4467109.52 | 0.0082 | 23.368 | 5884010.62 | 0.0087 | 24.643 | 5906558.391 | 0.009 | 23.194 | 5518806.476 | 0.0083 | 17.35 | 4649812.741 | 0.0116 | 20.944 | 4943133.105 | 0.0072 | 17 | 5341419.2 | 0.0093 | 20.5 | 5436754.1 | 63.1 | Selective Catalytic Reduction<br>Dry Low NOx Burners<br>Water Injection | Existing SCR | 0.0072 | 0.0072 | 17 |  |  | 17
FL | Martin | 6043 | PMR8B | Martin | 2001-06-14 | 2306 | 188.2 | 27.0536 | -80.5628 | ARP, CAIRNOX, CAIROS, CAIRSO2, TRNOXOS | Combined cycle | Pipeline Natural Gas | Diesel Oil | Selective Catalytic Reduction<br>Dry Low NOx Burners<br>Water Injection | Electric Utility |  | 0.0611 | 52.476 | 1884840.805 |  |  |  | 0.0134 | 23.341 | 4465712.467 | 0.008 | 16.438 | 4281345.048 | 0.0093 | 24.824 | 5820406.303 | 0.0096 | 21.466 | 5400643.185 | 0.0094 | 21.789 | 5113243 | 0.0114 | 24.094 | 5290449.615 | 0.0084 | 19.9 | 5324161.6 | 0.0092 | 22.6 | 5502109.4 | 62.9 | Selective Catalytic Reduction<br>Dry Low NOx Burners<br>Water Injection | Existing SCR | 0.008 | 0.008 | 18.9 |  |  | 18.9
FL | Martin | 6043 | PMR8C | Martin | 2004-12-15 | 2306 | 188.2 | 27.0536 | -80.5628 | ARP, CAIRNOX, CAIROS, CAIRSO2, TRNOXOS | Combined cycle | Pipeline Natural Gas | Diesel Oil | Dry Low NOx Burners<br>Water Injection<br>Selective Catalytic Reduction | Electric Utility | [7 empty] | 0.0172 | 33.057 | 4305815.911 | 0.0081 | 22.661 | 5891907.636 | 0.0086 | 24.095 | 5831842.864 | 0.0108 | 19.901 | 4759010.514 | 0.0114 | 22.955 | 5550243.872 | 0.0097 | 20.675 | 5247266.926 | 0.0079 | 19.8 | 5447642.7 | 0.0093 | 20.8 | 5414382.1 | 64.3 | Dry Low NOx Burners<br>Water Injection<br>Selective Catalytic Reduction | Existing SCR | 0.0079 | 0.0079 | 19.8 |  |  | 19.8
FL | Martin | 6043 | PMR8D | Martin | 2004-12-10 | 2306 | 188.2 | 27.0536 | -80.5628 | ARP, CAIRNOX, CAIROS, CAIRSO2, TRNOXOS | Combined cycle | Pipeline Natural Gas | Diesel Oil | Dry Low NOx Burners<br>Water Injection<br>Selective Catalytic Reduction | Electric Utility | [7 empty] | 0.011 | 19.624 | 4168263.565 | 0.0081 | 22.531 | 5904572.584 | 0.0079 | 21.481 | 5816218.452 | 0.01 | 20.001 | 4981146.362 | 0.0083 | 21.958 | 5813551.206 | 0.0165 | 25.779 | 4687037.407 | 0.0079 | 19.7 | 5349104 | 0.0107 | 22.6 | 5576986.7 | 63.2 | Dry Low NOx Burners<br>Water Injection<br>Selective Catalytic Reduction | Existing SCR | 0.0079 | 0.0079 | 19.7 |  |  | 19.7
FL | Midulla Generating Station | 7380 | 1 | Hardee | 2001-09-13 | 1968 | 199 | 27.6417 | -81.9625 | ARP, CAIRNOX, CAIROS, CAIRSO2, TRNOXOS | Combined cycle | Pipeline Natural Gas | Diesel Oil | Dry Low NOx Burners<br>Water Injection<br>Selective Catalytic Reduction | Electric Utility |  | 0.0328 | 66.158 | 4216823.901 | 0.0341 | 64.791 | 4008121.261 | 0.0352 | 56.494 | 3584577.425 | 0.0333 | 57.861 | 3736899.157 | 0.0418 | 13.423 | 768369.404 | 0.0316 | 42.234 | 2865173.417 | 0.0264 | 61.267 | 4721843.649 | 0.0304 | 61.424 | 4141068.556 | 0.03 | 73.5 | 4940145.4 | 0.0317 | 54 | 3575356 | 68.4 | Dry Low NOx Burners<br>Water Injection<br>Selective Catalytic Reduction | Existing SCR | 0.0264 | 0.0264 | 64.7 |  |  | 64.7
FL | Midulla Generating Station | 7380 | 2 | Hardee | 2001-09-16 | 1962 | 199 | 27.6417 | -81.9625 | ARP, CAIRNOX, CAIROS, CAIRSO2, TRNOXOS | Combined cycle | Pipeline Natural Gas | Diesel Oil | Dry Low NOx Burners<br>Water Injection<br>Selective Catalytic Reduction | Electric Utility |  | 0.0348 | 64.891 | 3941129.009 | 0.0321 | 67.975 | 4362038.967 | 0.0322 | 77.949 | 5136767.863 | 0.036 | 57.457 | 3547309.113 | 0.0412 | 12.029 | 742713.239 | 0.036 | 51.08 | 3049517.022 | 0.0309 | 37.076 | 2594948.211 | 0.0322 | 61.879 | 4045952.759 | 0.0323 | 59.1 | 3819148.5 | 0.0312 | 72.7 | 4711065.3 | 53 | Dry Low NOx Burners<br>Water Injection<br>Selective Catalytic Reduction | Existing SCR | 0.0309 | 0.0309 | 56.5 |  |  | 56.5
FL | Midulla Generating Station | 7380 | 4A | Hardee | 2006-09-04 | 572 | 62 | 27.6417 | -81.9625 | ARP, CAIRNOX, CAIROS, CAIRSO2, TRNOXOS | Combustion turbine | Pipeline Natural Gas | Diesel Oil | Dry Low NOx Burners<br>Water Injection | Electric Utility | [13 empty] | 0.0708 | 8.809 | 249227.441 | 0.0803 | 2.379 | 59501.847 | 0.0786 | 9.874 | 253523.028 | 0.0997 | 10.622 | 225124.332 | 0.0938 | 8.1 | 204806 | 0.0815 | 7.2 | 189477.8 | 9.8 | Dry Low NOx Burners<br>Water Injection | Low Ozone Season Rate | 0.0708 | 0.0708 | 6.1 |  |  | 6.1
FL | Midulla Generating Station | 7380 | 4B | Hardee | 2006-09-04 | 572 | 62 | 27.6417 | -81.9625 | ARP, CAIRNOX, CAIROS, CAIRSO2, TRNOXOS | Combustion turbine | Pipeline Natural Gas | Diesel Oil | Dry Low NOx Burners<br>Water Injection | Electric Utility | [13 empty] | 0.0748 | 8.823 | 235382.16 | 0.078 | 1.566 | 40705.054 | 0.0785 | 9.729 | 249821.809 | 0.0976 | 10.441 | 224559.102 | 0.0935 | 8.1 | 204380.8 | 0.0853 | 6.4 | 167277.9 | 9.7 | Dry Low NOx Burners<br>Water Injection | Low Ozone Season Rate | 0.0748 | 0.0748 | 6.5 |  |  | 6.5
FL | Midulla Generating Station | 7380 | 5A | Hardee | 2006-09-01 | 572 | 62 | 27.6417 | -81.9625 | ARP, CAIRNOX, CAIROS, CAIRSO2, TRNOXOS | Combustion turbine | Pipeline Natural Gas | Diesel Oil | Dry Low NOx Burners<br>Water Injection | Electric Utility | [13 empty] | 0.0697 | 7.64 | 219881.203 | 0.0854 | 0.64 | 14670.022 | 0.0671 | 10.866 | 321504.649 | 0.0942 | 10.853 | 235958.764 | 0.0928 | 8.3 | 216736.6 | 0.0784 | 8.8 | 238436.5 | 10.3 | Dry Low NOx Burners<br>Water Injection | Low Ozone Season Rate | 0.0671 | 0.0671 | 6 |  |  | 6
FL | Midulla Generating Station | 7380 | 5B | Hardee | 2006-09-01 | 572 | 62 | 27.6417 | -81.9625 | ARP, CAIRNOX, CAIROS, CAIRSO2, TRNOXOS | Combustion turbine | Pipeline Natural Gas | Diesel Oil | Dry Low NOx Burners<br>Water Injection | Electric Utility | [13 empty] | 0.07 | 7.066 | 202636.964 | 0.0864 | 0.019 | 505.274 | 0.0713 | 11.041 | 307663.368 | 0.0937 | 10.996 | 235349.592 | 0.0841 | 7.7 | 211643.4 | 0.0791 | 8.4 | 224567.1 | 10.1 | Dry Low NOx Burners<br>Water Injection | Low Ozone Season Rate | 0.07 | 0.07 | 6.4 |  |  | 6.4
FL | Midulla Generating Station | 7380 | 6A | Hardee | 2006-08-10 | 572 | 62 | 27.6417 | -81.9625 | ARP, CAIRNOX, CAIROS, CAIRSO2, TRNOXOS | Combustion turbine | Pipeline Natural Gas | Diesel Oil | Dry Low NOx Burners<br>Water Injection | Electric Utility | [13 empty] | 0.0706 | 7.545 | 212950.754 | 0.0774 | 2.44 | 62731.988 | 0.079 | 12.773 | 325473.667 | 0.1112 | 12.653 | 230946.083 | 0.1516 | 3.8 | 53525.4 | 0.0779 | 8.4 | 223748.9 | 2.5 | Dry Low NOx Burners<br>Water Injection | Low Ozone Season Rate | 0.0706 | 0.0706 | 1.8 |  |  | 1.8
FL | Midulla Generating Station | 7380 | 6B | Hardee | 2006-08-10 | 572 | 62 | 27.6417 | -81.9625 | ARP, CAIRNOX, CAIROS, CAIRSO2, TRNOXOS | Combustion turbine | Pipeline Natural Gas | Diesel Oil | Dry Low NOx Burners<br>Water Injection | Electric Utility | [13 empty] | 0.0707 | 7.215 | 203453.239 | 0.0811 | 2.303 | 56257.715 | 0.0815 | 13.42 | 331871.767 | 0.114 | 13.291 | 235620.314 | 0.0892 | 3.5 | 94730.8 | 0.0766 | 8.4 | 226677.2 | 4.5 | Dry Low NOx Burners<br>Water Injection | Low Ozone Season Rate | 0.0707 | 0.0707 | 2.8 |  |  | 2.8
FL | Midulla Generating Station | 7380 | 7A | Hardee | 2006-08-09 | 572 | 62 | 27.6417 | -81.9625 | ARP, CAIRNOX, CAIROS, CAIRSO2, TRNOXOS | Combustion turbine | Pipeline Natural Gas | Diesel Oil | Dry Low NOx Burners<br>Water Injection | Electric Utility | [13 empty] | 0.0714 | 8.891 | 249865.111 | 0.0822 | 1.255 | 30714.824 | 0.0797 | 10.128 | 255335.073 | 0.0721 | 9.09 | 256259.305 | 0.0851 | 1.8 | 49519.7 | 0.0736 | 7.5 | 211525.8 | 2.4 | Dry Low NOx Burners<br>Water Injection | Low Ozone Season Rate | 0.0714 | 0.0714 | 1.5 |  |  | 1.5
FL | Midulla Generating Station | 7380 | 7B | Hardee | 2006-08-09 | 572 | 62 | 27.6417 | -81.9625 | ARP, CAIRNOX, CAIROS, CAIRSO2, TRNOXOS | Combustion turbine | Pipeline Natural Gas | Diesel Oil | Dry Low NOx Burners<br>Water Injection | Electric Utility | [13 empty] | 0.0716 | 8.643 | 240390.593 | 0.085 | 1.163 | 26191.291 | 0.0801 | 10.046 | 251484.094 | 0.0819 | 10.931 | 271875.579 | 0.0939 | 3.5 | 86513.1 | 0.0804 | 7.7 | 204517.3 | 4.1 | Dry Low NOx Burners<br>Water Injection | Low Ozone Season Rate | 0.0716 | 0.0716 | 2.6 |  |  | 2.6
FL | Midulla Generating Station | 7380 | 8A | Hardee | 2006-09-11 | 572 | 62 | 27.6417 | -81.9625 | ARP, CAIRNOX, CAIROS, CAIRSO2, TRNOXOS | Combustion turbine | Pipeline Natural Gas | Diesel Oil | Dry Low NOx Burners<br>Water Injection | Electric Utility | [13 empty] | 0.0835 | 6.449 | 154015.073 | 0.0781 | 1.681 | 42209.79 | 0.0653 | 10.043 | 307939.883 | 0.0822 | 10.08 | 249595.911 | 0.0905 | 3.4 | 90955.8 | 0.0782 | 7.7 | 212291.1 | 4.3 | Dry Low NOx Burners<br>Water Injection | Low Ozone Season Rate | 0.0653 | 0.0653 | 2.4 |  |  | 2.4
FL | Midulla Generating Station | 7380 | 8B | Hardee | 2006-09-11 | 572 | 62 | 27.6417 | -81.9625 | ARP, CAIRNOX, CAIROS, CAIRSO2, TRNOXOS | Combustion turbine | Pipeline Natural Gas | Diesel Oil | Dry Low NOx Burners<br>Water Injection | Electric Utility | [13 empty] | 0.086 | 6.622 | 154043.513 | 0.081 | 1.739 | 41788.701 | 0.0735 | 11.226 | 305456.54 | 0.0979 | 11.981 | 248156.318 | 0.1031 | 2.2 | 53181.3 | 0.078 | 7.7 | 212223 | 2.5 | Dry Low NOx Burners<br>Water Injection | Low Ozone Season Rate | 0.0735 | 0.0735 | 1.6 |  |  | 1.6
FL | Northside | 667 | 3 | Duval | 1977-06-28 | 5260 | 563.7 | 30.4172 | -81.5525 | ARP | Dry bottom wall-fired boiler | Residual Oil | Other Gas, Pipeline Natural Gas |  | Electric Utility | Electric Services | 0.2406 | 1201.579 | 8397668.025 | 0.2637 | 1216.568 | 8052161.45 | 0.2661 | 1493.795 | 9648796.141 | 0.2102 | 795.796 | 6328051.911 | 0.1508 | 514.855 | 5473108.622 | 0.1118 | 481.365 | 7058752.746 | 0.1154 | 554.478 | 7815080.364 | 0.1238 | 466.19 | 5481828.483 | 0.1368 | 753.4 | 7729853.8 | 0.1138 | 646 | 9032783.6 | 40 |  | New SCR | 0.1118 | 0.06 | 330.4 |  |  | 330.4
FL | Northside | 667 | 1A | Duval | 2002-04-22 | 2764 | 297.5 | 30.4172 | -81.5525 | ARP | Circulating fluidized bed boiler | Coal |  | Selective Non-catalytic Reduction | Electric Utility | Electric Services | 0.062 | 210.495 | 6993141.757 | 0.0662 | 243.252 | 7611157.925 | 0.0611 | 293.922 | 9654842.656 | 0.0733 | 305.857 | 8363906.22 | 0.0649 | 344.285 | 10600000 | 0.0834 | 387.788 | 9249238.543 | 0.0889 | 451.849 | 10200000 | 0.0643 | 349.622 | 10600000 | 0.0373 | 147.7 | 7480427.2 | 0.0475 | 129.6 | 5323174.9 | 73.7 | SNCR | Low Ozone Season Rate | 0.0373 | 0.0373 | 147.7 |  |  | 147.7
FL | Northside | 667 | 2A | Duval | 2002-02-19 | 2672 | 297.5 | 30.4172 | -81.5525 | ARP | Circulating fluidized bed boiler | Coal |  | Selective Non-catalytic Reduction | Electric Utility | Electric Services | 0.0571 | 233.286 | 8171317.538 | 0.0644 | 255.855 | 7959695.571 | 0.0649 | 311.313 | 9661124.927 | 0.0711 | 361.847 | 10100000 | 0.0756 | 304.333 | 8198863.555 | 0.0796 | 275.887 | 6896609.015 | 0.0879 | 435.546 | 9919565.154 | 0.0877 | 447.959 | 10100000 | 0.0448 | 160.1 | 6755536 | 0.042 | 0 | 16.3 | 68.9 | SNCR | Low Ozone Season Rate | 0.042 | 0.042 | 150.1 |  |  | 150.1
FL | Northside | 667 | GT3 | Duval | 1975-02-07 | 901 | 62.1 | 30.4172 | -81.5525 | CAIRNOX, CAIROS, CAIRSO2, TRNOXOS | Combustion turbine | Diesel Oil |  |  | Electric Utility | [16 empty] | 0.5899 | 0.874 | 3153.265 | 0.4435 | 5.05 | 20339.1 | 0.4343 | 2.078 | 8126.447 | 0.3582 | 1 | 5073.3 |  |  |  | 0.2 | None Reported | Water Injection | 0.3582 | 0.21492 | 0.6 |  |  | 0.6
FL | Northside | 667 | GT4 | Duval | 1975-01-10 | 901 | 62.1 | 30.4172 | -81.5525 | CAIRNOX, CAIROS, CAIRSO2, TRNOXOS | Combustion turbine | Diesel Oil |  |  | Electric Utility | [16 empty] | 0.5797 | 0.745 | 2747.433 | 0.438 | 3.305 | 13278.725 | 0.4311 | 2.199 | 8911.016 | 0.3866 | 1.6 | 7230.4 | 0.3717 | 0.3 | 1413.6 | 0.2 | None Reported | Water Injection | 0.3717 | 0.22302 | 0.9 |  |  | 0.9
FL | Northside | 667 | GT5 | Duval | 1974-12-16 | 901 | 62.1 | 30.4172 | -81.5525 | CAIRNOX, CAIROS, CAIRSO2, TRNOXOS | Combustion turbine | Diesel Oil |  |  | Electric Utility | [16 empty] | 0.5213 | 1.82 | 7578.537 | 0.4116 | 2.337 | 10635.689 |  |  |  | 0.3576 | 1 | 4891.8 | 0.3697 | 0.8 | 4040.1 | 0.1 | None Reported | Water Injection | 0.3576 | 0.21456 | 0.6 |  |  | 0.6
FL | Northside | 667 | GT6 | Duval | 1974-12-11 | 901 | 62.1 | 30.4172 | -81.5525 | CAIRNOX, CAIROS, CAIRSO2, TRNOXOS | Combustion turbine | Diesel Oil |  |  | Electric Utility | [16 empty] | 0.5636 | 5.186 | 19054.148 | 0.4792 | 3.746 | 14349.048 | 0.4547 | 2.436 | 9492.297 | 0.3857 | 0.9 | 4172.5 | 0.3782 | 0.4 | 2181.6 | 0.1 | None Reported | Water Injection | 0.3782 | 0.22692 | 0.5 |  |  | 0.5
FL | Oleander Power Project | 55286 | O-1 | Brevard | 2002-06-01 | 1919 | 198.9 | 28.3661 | -80.7947 | ARP, CAIRNOX, CAIROS, CAIRSO2, TRNOXOS | Combustion turbine | Pipeline Natural Gas | Diesel Oil | Dry Low NOx Burners<br>Water Injection | Electric Utility |  | 0.0534 | 37.09 | 1661363.45 | 0.0602 | 27.176 | 1116067.85 | 0.0505 | 18.973 | 1005472.602 | 0.0434 | 12.912 | 874546.525 | 0.0468 | 10.23 | 610230.158 | 0.071 | 4.185 | 185236.406 | 0.05 | 17.101 | 1027280.629 | 0.0408 | 30.592 | 2128259.64 | 0.0387 | 20.5 | 1513714.5 | 0.0412 | 14.2 | 984686 | 21.5 | Dry Low NOx Burners<br>Water Injection | Low Ozone Season Rate | 0.0387 | 0.0387 | 20.5 |  |  | 20.5
FL | Oleander Power Project | 55286 | O-2 | Brevard | 2002-06-15 | 1919 | 198.9 | 28.3661 | -80.7947 | ARP, CAIRNOX, CAIROS, CAIRSO2, TRNOXOS | Combustion turbine | Pipeline Natural Gas | Diesel Oil | Dry Low NOx Burners<br>Water Injection | Electric Utility |  | 0.0481 | 23.001 | 1624228.625 | 0.0723 | 16.713 | 703503.825 | 0.0846 | 15.832 | 492418.514 | 0.0593 | 7.859 | 459133.109 | 0.0495 | 19.663 | 1410255.518 | 0.0637 | 8.146 | 489857.643 | 0.0562 | 15.444 | 940218.876 | 0.0566 | 10.64 | 647582.316 | 0.0585 | 5 | 348734.1 | 0.0712 | 2.1 | 103546.6 | 4.9 | Dry Low NOx Burners<br>Water Injection | Low Ozone Season Rate | 0.0481 | 0.0481 | 4.1 |  |  | 4.1
FL | Oleander Power Project | 55286 | O-3 | Brevard | 2002-07-20 | 1919 | 198.9 | 28.3661 | -80.7947 | ARP, CAIRNOX, CAIROS, CAIRSO2, TRNOXOS | Combustion turbine | Pipeline Natural Gas | Diesel Oil | Dry Low NOx Burners<br>Water Injection | Electric Utility |  | 0.0468 | 24.677 | 1544776.425 | 0.0751 | 13.338 | 506820.425 | 0.0815 | 16.739 | 495132.104 | 0.0493 | 12.101 | 774344.463 | 0.0448 | 18.186 | 1329517.872 | 0.0565 | 8.151 | 468699.383 | 0.0477 | 13.521 | 929510.66 | 0.0475 | 11.467 | 788714.349 | 0.0542 | 5.1 | 369186.2 | 0.052 | 3.8 | 264858.8 | 5.2 | Dry Low NOx Burners<br>Water Injection | Low Ozone Season Rate | 0.0448 | 0.0448 | 4.2 |  |  | 4.2
FL | Oleander Power Project | 55286 | O-4 | Brevard | 2002-08-23 | 1919 | 198.9 | 28.3661 | -80.7947 | ARP, CAIRNOX, CAIROS, CAIRSO2, TRNOXOS | Combustion turbine | Pipeline Natural Gas | Diesel Oil | Dry Low NOx Burners<br>Water Injection | Electric Utility |  | 0.0565 | 27.645 | 1514139.95 | 0.0598 | 17.944 | 968940.15 | 0.0935 | 13.746 | 355724.045 | 0.0523 | 19.046 | 1167652.787 | 0.0608 | 17.313 | 963463.532 | 0.0743 | 6.789 | 331403.627 | 0.05 | 10.48 | 698149.657 | 0.0533 | 13.912 | 894489.116 | 0.066 | 3.8 | 246075.1 | 0.0627 | 5.9 | 352456.1 | 3.5 | Dry Low NOx Burners<br>Water Injection | Low Ozone Season Rate | 0.05 | 0.05 | 2.9 |  |  | 2.9
FL | Oleander Power Project | 55286 | O-5 | Brevard | 2007-12-16 | 1920 | 198.8 | 28.3661 | -80.7947 | ARP, CAIRNOX, CAIROS, CAIRSO2, TRNOXOS | Combustion turbine | Pipeline Natural Gas | Diesel Oil | Dry Low NOx Burners<br>Water Injection | Electric Utility | [16 empty] | 0.0387 | 6.462 | 470572.424 | 0.0457 | 4.956 | 283862.966 | 0.0444 | 3.034 | 181749.056 | 0.0515 | 0.5 | 29292.5 | 0.0479 | 2 | 123941.4 | 0.4 | Dry Low NOx Burners<br>Water Injection | Low Ozone Season Rate | 0.0387 | 0.0387 | 0.4 |  |  | 0.4
FL | Osceola | 55192 | OSC1 | Osceola | 2001-10-16 | 1942 | 200 | 28.1289 | -81.0978 | ARP, CAIRNOX, CAIROS, CAIRSO2, TRNOXOS | Combustion turbine | Pipeline Natural Gas | Diesel Oil | Dry Low NOx Burners<br>Water Injection | Electric Utility |  | 0.0515 | 30.386 | 1599597.043 | 0.0478 | 27.153 | 1651954.17 | 0.0612 | 18.762 | 880641.058 | 0.036 | 17.173 | 1525598.886 | 0.065 | 14.801 | 1047486.459 | 0.0513 | 9.069 | 650422.905 | 0.0671 | 0.826 | 48997.435 | 0.0514 | 12.537 | 762020.797 | 0.0461 | 14.4 | 1055944.9 | 0.0488 | 14.9 | 1029133.8 | 14.8 | Dry Low NOx Burners<br>Water Injection | Low Ozone Season Rate | 0.036 | 0.036 | 11.3 |  |  | 11.3
FL | Osceola | 55192 | OSC2 | Osceola | 2001-10-21 | 1942 | 200 | 28.1289 | -81.0978 | ARP, CAIRNOX, CAIROS, CAIRSO2, TRNOXOS | Combustion turbine | Pipeline Natural Gas | Diesel Oil | Dry Low NOx Burners<br>Water Injection | Electric Utility |  | 0.0389 | 26.205 | 1591434.952 | 0.0299 | 19.5 | 1367004.02 | 0.0426 | 29.701 | 1473808.283 | 0.0397 | 16.246 | 1242537.022 | 0.0479 | 18.083 | 1274418.662 | 0.051 | 12.918 | 898813.481 | 0.0458 | 23.205 | 1561327.791 | 0.0474 | 10.587 | 714437.035 | 0.0504 | 18.1 | 1140497.4 | 0.047 | 17.8 | 1194565.5 | 16 | Dry Low NOx Burners<br>Water Injection | Low Ozone Season Rate | 0.0299 | 0.0299 | 10.7 |  |  | 10.7
FL | Osceola | 55192 | OSC3 | Osceola | 2002-04-17 | 1942 | 200 | 28.1289 | -81.0978 | ARP, CAIRNOX, CAIROS, CAIRSO2, TRNOXOS | Combustion turbine | Pipeline Natural Gas | Diesel Oil | Dry Low NOx Burners<br>Water Injection | Electric Utility |  | 0.0394 | 8.671 | 619786.18 | 0.0607 | 15.13 | 727949.166 | 0.0485 | 17.365 | 1083654.652 | 0.0448 | 18.619 | 1298519.586 | 0.0991 | 1.715 | 40321.395 | 0.0491 | 3.981 | 282394.905 | 0.0481 | 15.821 | 1070137.051 | 0.0519 | 11.018 | 679800.243 | 0.0461 | 13.2 | 906825.4 | 0.047 | 16.9 | 1130251.5 | 12.7 | Dry Low NOx Burners<br>Water Injection | Low Ozone Season Rate | 0.0394 | 0.0394 | 11.3 |  |  | 11.3
FL | Osprey Energy Center | 55412 | CT1 | Polk | 2004-05-04 | 2275 | 192.1 | 28.0525 | -81.8083 | ARP, CAIRNOX, CAIROS, CAIRSO2, TRNOXOS | Combined cycle | Pipeline Natural Gas |  | Dry Low NOx Burners<br>Selective Catalytic Reduction | Electric Utility |  |  |  |  | 0.0378 | 37.628 | 3447647.875 | 0.1352 | 156.429 | 3584983 | 0.072 | 101.169 | 4520202.25 | 0.0738 | 88.98 | 4326273.1 | 0.0137 | 21.767 | 3720607.891 | 0.0118 | 28.054 | 5045196.815 | 0.0117 | 19.213 | 3415554.653 | 0.0114 | 26.6 | 4783700.1 | 0.012 | 36.5 | 6120311.2 | 57.3 | Dry Low NOx Burners<br>Selective Catalytic Reduction | Existing SCR | 0.0114 | 0.0114 | 26.6 |  |  | 26.6
FL | Osprey Energy Center | 55412 | CT2 | Polk | 2004-05-04 | 2275 | 192.1 | 28.0525 | -81.8083 | ARP, CAIRNOX, CAIROS, CAIRSO2, TRNOXOS | Combined cycle | Pipeline Natural Gas |  | Dry Low NOx Burners<br>Selective Catalytic Reduction | Electric Utility |  |  |  |  | 0.0372 | 32.546 | 2931048.1 | 0.0897 | 83.329 | 3878531.925 | 0.0538 | 73.041 | 4657823.075 | 0.0692 | 86.532 | 4552472.175 | 0.0131 | 19.437 | 3325087.538 | 0.0116 | 29.666 | 5344163.868 | 0.0119 | 23.704 | 4252031.043 | 0.0121 | 28 | 4719143.2 | 0.0114 | 29.7 | 5335848 | 56.5 | Dry Low NOx Burners<br>Selective Catalytic Reduction | Existing SCR | 0.0114 | 0.0114 | 26.3 |  |  | 26.3
FL | P L Bartow | 634 | 1 | Pinellas | 1958-09-30 | 1220 | 55.7 | 27.8613 | -82.6012 | ARP | Dry bottom wall-fired boiler | Residual Oil |  |  | Electric Utility | Electric Services | 0.2719 | 510.91 | 3506629.175 | 0.2598 | 469.722 | 3328034.175 | 0.2356 | 460.628 | 3754704.7 | 0.2123 | 347.572 | 3123322.4 | 0.231 | 340.846 | 2671053.2 | 0.2053 | 268.324 | 2497754.25 | [8 empty] | 0 |  |  |  | 0 |  | New SNCR | 0.2053 | 0.12318 | 0 |  |  | 0
FL | P L Bartow | 634 | 2 | Pinellas | 1961-08-16 | 1317 | 55.7 | 27.8613 | -82.6012 | ARP | Tangentially-fired | Residual Oil | Pipeline Natural Gas |  | Electric Utility | Electric Services | 0.3332 | 658.808 | 3811666.6 | 0.3511 | 662.085 | 3545948.875 | 0.3494 | 680.071 | 3585054.975 | 0.2553 | 451.428 | 3280880.45 | 0.2459 | 355.284 | 2681736.975 | 0.2293 | 262.469 | 2197756.2 | [8 empty] | 0 |  |  |  | 0 |  | New SNCR | 0.2293 | 0.13758 | 0 |  |  | 0
FL | P L Bartow | 634 | 3 | Pinellas | 1963-07-25 | 2266 | 55.7 | 27.8613 | -82.6012 | ARP | Tangentially-fired | Residual Oil | Pipeline Natural Gas |  | Electric Utility | Electric Services | 0.3616 | 1436.618 | 7416342.4 | 0.418 | 1345.462 | 6103995.725 | 0.3806 | 1186.115 | 5807897.025 | 0.2979 | 737.813 | 4485710.35 | 0.2949 | 805.251 | 4885942.7 | 0.2663 | 539.097 | 3715725.6 | [8 empty] | 0 |  |  |  | 0 |  | New SCR | 0.2663 | 0.06 | 0 |  |  | 0
FL | P L Bartow | 634 | 4A | Pinellas | 2008-12-05 | 2610 | 208 | 27.8613 | -82.6012 | ARP, CAIRNOX, CAIROS, CAIRSO2, TRNOXOS | Combined cycle | Pipeline Natural Gas | Diesel Oil | Dry Low NOx Burners<br>Water Injection<br>Selective Catalytic Reduction | Electric Utility | [19 empty] | 0.0326 | 58.768 | 3951980.012 | 0.0133 | 40.619 | 6471405.299 | 0.029 | 93.4 | 6521109.9 | 0.0282 | 79.4 | 5719268.5 | 68 | Dry Low NOx Burners<br>Water Injection<br>Selective Catalytic Reduction | Existing SCR | 0.0133 | 0.0133 | 42.8 |  |  | 42.8
FL | P L Bartow | 634 | 4B | Pinellas | 2008-11-05 | 2610 | 208 | 27.8613 | -82.6012 | ARP, CAIRNOX, CAIROS, CAIRSO2, TRNOXOS | Combined cycle | Pipeline Natural Gas | Diesel Oil | Dry Low NOx Burners<br>Water Injection<br>Selective Catalytic Reduction | Electric Utility | [19 empty] | 0.0331 | 51.621 | 3408900.301 | 0.0129 | 39.487 | 6274073.427 | 0.0283 | 78.4 | 5726830.8 | 0.0272 | 73.8 | 5473823.9 | 59.8 | Dry Low NOx Burners<br>Water Injection<br>Selective Catalytic Reduction | Existing SCR | 0.0129 | 0.0129 | 35.7 |  |  | 35.7
FL | P L Bartow | 634 | 4C | Pinellas | 2008-11-19 | 2610 | 208 | 27.8613 | -82.6012 | ARP, CAIRNOX, CAIROS, CAIRSO2, TRNOXOS | Combined cycle | Pipeline Natural Gas | Diesel Oil | Dry Low NOx Burners<br>Water Injection<br>Selective Catalytic Reduction | Electric Utility | [19 empty] | 0.0295 | 59.593 | 4533979.1 | 0.0124 | 32.355 | 5840170.203 | 0.0266 | 83.2 | 6429801.5 | 0.0305 | 98.9 | 6509129 | 67.1 | Dry Low NOx Burners<br>Water Injection<br>Selective Catalytic Reduction | Existing SCR | 0.0124 | 0.0124 | 38.8 |  |  | 38.8
FL | P L Bartow | 634 | 4D | Pinellas | 2008-12-20 | 2610 | 208 | 27.8613 | -82.6012 | ARP, CAIRNOX, CAIROS, CAIRSO2, TRNOXOS | Combined cycle | Pipeline Natural Gas | Diesel Oil | Dry Low NOx Burners<br>Water Injection<br>Selective Catalytic Reduction | Electric Utility | [19 empty] | 0.0334 | 66.037 | 4329078.481 | 0.0154 | 40.8 | 5664386.758 | 0.0272 | 85.1 | 6379757.7 | 0.0231 | 67.5 | 5881357.8 | 66.6 | Dry Low NOx Burners<br>Water Injection<br>Selective Catalytic Reduction | Existing SCR | 0.0154 | 0.0154 | 48.2 |  |  | 48.2
FL | P L Bartow | 634 | P1 | Pinellas | 1972-06-14 | 714 | 55.7 | 27.8613 | -82.6012 | CAIRNOX, CAIROS, CAIRSO2, TRNOXOS | Combustion turbine | Diesel Oil |  |  | Electric Utility | [16 empty] | 0.518 | 3.258 | 12156.05 | 0.5522 | 22.133 | 78183.625 | 0.5465 | 3.021 | 10808.725 | 0.5549 | 1.8 | 6246.7 |  |  |  | 0.2 | None Reported | Water Injection | 0.518 | 0.3108 | 1 |  |  | 1
FL | P L Bartow | 634 | P2 | Pinellas | 1972-06-14 | 714 | 55.7 | 27.8613 | -82.6012 | CAIRNOX, CAIROS, CAIRSO2, TRNOXOS | Combustion turbine | Diesel Oil | Pipeline Natural Gas |  | Electric Utility | [16 empty] | 0.3192 | 19.102 | 115638.7 | 0.3268 | 32.426 | 191058.875 | 0.2908 | 31.599 | 210148.225 | [6 empty] | 0 | None Reported | Water Injection | 0.2908 | 0.17448 | 0 |  |  | 0
FL | P L Bartow | 634 | P3 | Pinellas | 1972-06-14 | 714 | 55.7 | 27.8613 | -82.6012 | CAIRNOX, CAIROS, CAIRSO2, TRNOXOS | Combustion turbine | Diesel Oil |  |  | Electric Utility | [16 empty] | 0.5407 | 5.424 | 19296.475 | 0.6032 | 33.626 | 107689.6 | 0.5382 | 3.216 | 11483.725 | 0.5662 | 2.1 | 7020.8 | 0.5596 | 0.6 | 2003.3 | 0.3 | None Reported | Water Injection | 0.5382 | 0.32292 | 1.2 |  |  | 1.2
FL | P L Bartow | 634 | P4 | Pinellas | 1972-06-14 | 714 | 55.7 | 27.8613 | -82.6012 | CAIRNOX, CAIROS, CAIRSO2, TRNOXOS | Combustion turbine | Diesel Oil | Pipeline Natural Gas |  | Electric Utility | [16 empty] | 0.411 | 21.815 | 99551.975 | 0.3812 | 38.085 | 192326.3 | 0.3542 | 56.055 | 307708.85 | 0.3465 | 32.1 | 178097.6 | 0.3363 | 4.7 | 26635.9 | 6.8 | None Reported | Water Injection | 0.3363 | 0.20178 | 18.7 |  |  | 18.7
FL | Polk | 7242 | **1 | Polk | 1996-08-04 | 2100 | 192.9 | 27.7286 | -81.9897 | ARP, CAIRNOX, CAIROS, CAIRSO2, TRNOXOS | Combined cycle | Other Gas | Diesel Oil | Other | Electric Utility |  | 0.0522 | 123.905 | 4925466.05 | 0.0589 | 154.776 | 5475099.55 | 0.0644 | 186.968 | 6039213.45 | 0.0612 | 148.181 | 5065117.5 | 0.0626 | 172.757 | 5754722.2 | 0.0638 | 137.359 | 4461545.825 | 0.0613 | 149.048 | 4995450.225 | 0.0625 | 163.158 | 5336906.8 | 0.0623 | 144.9 | 4735205.1 | 0.0632 | 119.6 | 3904912.2 | 61.4 | Other | Low Ozone Season Rate | 0.0522 | 0.0522 | 121.4 |  |  | 121.4
FL | Polk | 7242 | **2 | Polk | 2000-06-25 | 1800 | 175.8 | 27.7286 | -81.9897 | ARP, CAIRNOX, CAIROS, CAIRSO2, TRNOXOS | Combustion turbine | Pipeline Natural Gas | Diesel Oil | Dry Low NOx Burners | Electric Utility |  | 0.0489 | 23.784 | 1277938.525 | 0.0534 | 7.63 | 419594.675 | 0.0574 | 12.077 | 565958.575 | 0.0498 | 8.682 | 505275.95 | 0.0475 | 7.497 | 431845.775 | 0.0488 | 3.457 | 198573.425 | 0.061 | 5.568 | 219350.3 | 0.0529 | 3.656 | 165167.05 | 0.0429 | 7.1 | 423806.4 | 0.0475 | 9.9 | 541068.9 | 6.4 | Dry Low NOx Burners | Low Ozone Season Rate | 0.0429 | 0.0429 | 7.1 |  |  | 7.1
FL | Polk | 7242 | **3 | Polk | 2002-04-24 | 1800 | 175.8 | 27.7286 | -81.9897 | ARP, CAIRNOX, CAIROS, CAIRSO2, TRNOXOS | Combustion turbine | Pipeline Natural Gas | Diesel Oil | Dry Low NOx Burners | Electric Utility |  | 0.0474 | 27.631 | 1548537.75 | 0.0526 | 14.133 | 751726.15 | 0.0603 | 10.529 | 464606.075 | 0.0515 | 9.531 | 538599.7 | 0.0515 | 12.222 | 674171.375 | 0.0494 | 3.104 | 149325.3 | 0.0516 | 5.465 | 270627.95 | 0.0538 | 2.65 | 132061.825 | 0.0424 | 13.1 | 831342.7 | 0.0478 | 12.7 | 734863.3 | 12.6 | Dry Low NOx Burners | Low Ozone Season Rate | 0.0424 | 0.0424 | 13.1 |  |  | 13.1
FL | Polk | 7242 | **4 | Polk | 2007-02-23 | 1834 | 175.8 | 27.7286 | -81.9897 | ARP, CAIRNOX, CAIROS, CAIRSO2, TRNOXOS | Combustion turbine | Pipeline Natural Gas |  | Dry Low NOx Burners | Electric Utility | [16 empty] | 0.0443 | 8.98 | 504060.4 | 0.0472 | 12.319 | 642339.1 | 0.0419 | 7.958 | 464216.225 | 0.0384 | 18 | 1160776 | 0.0362 | 8.7 | 599123.8 | 17.2 | Dry Low NOx Burners | Low Ozone Season Rate | 0.0362 | 0.0362 | 17 |  |  | 17
FL | Polk | 7242 | **5 | Polk | 2007-04-02 | 1834 | 175.8 | 27.7286 | -81.9897 | ARP, CAIRNOX, CAIROS, CAIRSO2, TRNOXOS | Combustion turbine | Pipeline Natural Gas |  | Dry Low NOx Burners | Electric Utility | [16 empty] | 0.045 | 5.573 | 314840.3 | 0.037 | 7.196 | 469590.225 | 0.0386 | 5.131 | 323843.9 | 0.0438 | 20.3 | 1160749.8 | 0.0407 | 14.4 | 847472.7 | 17.2 | Dry Low NOx Burners | Low Ozone Season Rate | 0.037 | 0.037 | 17.1 |  |  | 17.1
FL | Port Everglades | 617 | GPE01 | Broward | 1971-05-01 | 702 | 34.2 | 26.0856 | -80.1253 | CAIRNOX, CAIROS, CAIRSO2, TRNOXOS | Other turbine | Pipeline Natural Gas | Diesel Oil |  | Electric Utility | [16 empty] | 0.4503 | 0.408 | 2084.5 | 0.4281 | 0.27 | 1376.9 | 0.4764 | 6.5 | 26807.9 | 0.4946 | 9.3 | 38462 | 0.4192 | 1.6 | 8013.3 | 1.5 | None Reported | Water Injection | 0.4192 | 0.25152 | 4.7 |  |  | 4.7
FL | Port Everglades | 617 | GPE02 | Broward | 1971-05-01 | 702 | 34.2 | 26.0856 | -80.1253 | CAIRNOX, CAIROS, CAIRSO2, TRNOXOS | Other turbine | Pipeline Natural Gas | Diesel Oil |  | Electric Utility | [16 empty] | 0.3933 | 0.28 | 1432.8 | 0.3943 | 0.293 | 1497.4 | 0.479 | 8.243 | 33629.9 | 0.5097 | 10.5 | 42411.1 | 0.4065 | 1.7 | 8431.9 | 1.6 | None Reported | Water Injection | 0.3933 | 0.23598 | 4.8 |  |  | 4.8
FL | Port Everglades | 617 | GPE03 | Broward | 1971-05-01 | 702 | 34.2 | 26.0856 | -80.1253 | CAIRNOX, CAIROS, CAIRSO2, TRNOXOS | Other turbine | Pipeline Natural Gas | Diesel Oil |  | Electric Utility | [16 empty] | 0.4464 | 0.287 | 1462.4 | 0.4436 | 0.336 | 1624.3 | 0.4879 | 6.772 | 27079.1 | 0.5091 | 9.5 | 37608.5 | 0.4094 | 1.2 | 6225.4 | 1.5 | None Reported | Water Injection | 0.4094 | 0.24564 | 4.6 |  |  | 4.6
FL | Port Everglades | 617 | GPE04 | Broward | 1971-05-01 | 702 | 34.2 | 26.0856 | -80.1253 | CAIRNOX, CAIROS, CAIRSO2, TRNOXOS | Other turbine | Pipeline Natural Gas | Diesel Oil |  | Electric Utility | [16 empty] | 0.396 | 0.147 | 749.7 | 0.3893 | 0.452 | 2313.1 | 0.4812 | 3.748 | 16441.9 | 0.4601 | 6.5 | 28490.7 | 0.4314 | 0.5 | 2691.5 | 1.1 | None Reported | Water Injection | 0.3893 | 0.23358 | 3.3 |  |  | 3.3
FL | Port Everglades | 617 | GPE05 | Broward | 1971-05-01 | 702 | 34.2 | 26.0856 | -80.1253 | CAIRNOX, CAIROS, CAIRSO2, TRNOXOS | Other turbine | Pipeline Natural Gas | Diesel Oil |  | Electric Utility | [16 empty] | 0.395 | 0.076 | 387.8 | 0.4918 | 0.337 | 1502.1 | 0.4334 | 2.722 | 12524.8 | 0.4995 | 10.4 | 41928.6 | 0.4622 | 0.4 | 2005.5 | 1.6 | None Reported | Water Injection | 0.395 | 0.237 | 4.9 |  |  | 4.9
FL | Port Everglades | 617 | GPE06 | Broward | 1971-05-01 | 702 | 34.2 | 26.0856 | -80.1253 | CAIRNOX, CAIROS, CAIRSO2, TRNOXOS | Other turbine | Pipeline Natural Gas | Diesel Oil |  | Electric Utility | [16 empty] | 0.4092 | 1.453 | 7429.7 | 0.4713 | 0.074 | 286.7 | 0.4895 | 6.893 | 27217 | 0.4788 | 11.2 | 47449.5 | 0.4266 | 0.4 | 1984.1 | 1.8 | None Reported | Water Injection | 0.4092 | 0.24552 | 5.7 |  |  | 5.7
FL | Port Everglades | 617 | GPE07 | Broward | 1971-05-01 | 702 | 34.2 | 26.0856 | -80.1253 | CAIRNOX, CAIROS, CAIRSO2, TRNOXOS | Other turbine | Pipeline Natural Gas | Diesel Oil |  | Electric Utility | [16 empty] | 0.3961 | 0.062 | 316.7 | 0.5204 | 0.284 | 881.5 | 0.5113 | 5.586 | 21071.6 | 0.4959 | 8 | 32977.6 | 0.5003 | 0 | 180 | 1.3 | None Reported | Water Injection | 0.3961 | 0.23766 | 3.8 |  |  | 3.8
FL | Port Everglades | 617 | GPE08 | Broward | 1971-05-01 | 702 | 34.2 | 26.0856 | -80.1253 | CAIRNOX, CAIROS, CAIRSO2, TRNOXOS | Other turbine | Pipeline Natural Gas | Diesel Oil |  | Electric Utility | [16 empty] | 0.4273 | 0.227 | 1158.2 | 0.4176 | 0.236 | 1199.3 | 0.4826 | 4.307 | 17147.9 | 0.4892 | 11.7 | 48568.2 | 0.4179 | 0.8 | 4073 | 1.9 | None Reported | Water Injection | 0.4176 | 0.25056 | 6 |  |  | 6
FL | Port Everglades | 617 | GPE09 | Broward | 1971-05-01 | 702 | 34.2 | 26.0856 | -80.1253 | CAIRNOX, CAIROS, CAIRSO2, TRNOXOS | Other turbine | Pipeline Natural Gas | Diesel Oil |  | Electric Utility | [16 empty] | 0.4144 | 0.351 | 1796.6 | 0.4499 | 0.333 | 1660.5 | 0.4638 | 7.274 | 31064.3 | 0.4501 | 9.3 | 42122.8 | 0.4447 | 0 | 201 | 1.6 | None Reported | Water Injection | 0.4144 | 0.24864 | 5.1 |  |  | 5.1
FL | Port Everglades | 617 | GPE10 | Broward | 1971-05-01 | 702 | 34.2 | 26.0856 | -80.1253 | CAIRNOX, CAIROS, CAIRSO2, TRNOXOS | Other turbine | Pipeline Natural Gas | Diesel Oil |  | Electric Utility | [16 empty] | 0.3939 | 1.458 | 7459.4 | 0.3921 | 0.28 | 1431.8 | 0.472 | 7.489 | 31051.8 | 0.4863 | 8.8 | 37592.9 | 0.4159 | 0.7 | 3790.1 | 1.5 | None Reported | Water Injection | 0.3921 | 0.23526 | 4.3 |  |  | 4.3
FL | Port Everglades | 617 | GPE11 | Broward | 1971-05-01 | 702 | 34.2 | 26.0856 | -80.1253 | CAIRNOX, CAIROS, CAIRSO2, TRNOXOS | Other turbine | Pipeline Natural Gas | Diesel Oil |  | Electric Utility | [16 empty] | 0.3926 | 1.781 | 9107.9 | 0.391 | 0.255 | 1305.2 | 0.4779 | 7.867 | 31960.1 | 0.4716 | 8.7 | 38215.7 | 0.499 | 0 | 81.7 | 1.5 | None Reported | Water Injection | 0.391 | 0.2346 | 4.3 |  |  | 4.3
FL | Port Everglades | 617 | GPE12 | Broward | 1971-05-01 | 702 | 34.2 | 26.0856 | -80.1253 | CAIRNOX, CAIROS, CAIRSO2, TRNOXOS | Other turbine | Pipeline Natural Gas | Diesel Oil |  | Electric Utility | [16 empty] | 0.3918 | 2.162 | 11060.4 | 0.3911 | 0.254 | 1301 | 0.4749 | 6.803 | 27980 | 0.4837 | 10.7 | 46018.4 | 0.4113 | 1.1 | 5845.7 | 1.8 | None Reported | Water Injection | 0.3911 | 0.23466 | 5.2 |  |  | 5.2
FL | Port Everglades | 617 | PPE1 | Broward | 1960-05-27 | 2475 | 225.2 | 26.0856 | -80.1253 | ARP | Dry bottom wall-fired boiler | Pipeline Natural Gas | Residual Oil | Low NOx Burner Technology (Dry Bottom only) | Electric Utility | Electric Services | 0.2991 | 813.24 | 5116337.035 | 0.2695 | 612.387 | 4276298.591 | 0.2714 | 541.68 | 3776891.231 | 0.1772 | 308.38 | 2929915.161 | 0.2149 | 261.994 | 1982203.966 | 0.1207 | 74.317 | 822342.755 | 0.1645 | 200.469 | 2081912.213 | [5 empty] | 0 |  |  |  | 0 |  | New SCR | 0.1207 | 0.06 | 0 |  |  | 0
FL | Port Everglades | 617 | PPE2 | Broward | 1961-04-23 | 2475 | 225.2 | 26.0856 | -80.1253 | ARP | Dry bottom wall-fired boiler | Pipeline Natural Gas | Residual Oil | Low NOx Burner Technology (Dry Bottom only) | Electric Utility | Electric Services | 0.3168 | 528.813 | 3183305.876 | 0.265 | 601.053 | 4332484.75 | 0.2349 | 508.627 | 4038256.147 | 0.1648 | 289.414 | 2929688.763 | 0.2111 | 252.054 | 1912803.662 | 0.1264 | 132.305 | 1387612.061 | 0.1478 | 205.397 | 2420598.737 | [5 empty] | 0 |  |  |  | 0 |  | New SCR | 0.1264 | 0.06 | 0 |  |  | 0
FL | Port Everglades | 617 | PPE3 | Broward | 1964-06-19 | 4180 | 402 | 26.0856 | -80.1253 | ARP | Dry bottom wall-fired boiler | Pipeline Natural Gas | Residual Oil | Low NOx Burner Technology (Dry Bottom only) | Electric Utility | Electric Services | 0.4299 | 1928.881 | 7405409.662 | 0.3514 | 1757.864 | 8327409.005 | 0.367 | 1791.986 | 7914105.416 | 0.3001 | 1423.15 | 7519513.325 | 0.2889 | 1278.739 | 6631926.151 | 0.2297 | 1011.469 | 5537674.695 | 0.2564 | 918.018 | 5043498.47 | 0.218 | 829.026 | 4666035.305 | 0.1266 | 102 | 846648.2 | 0.1107 | 421.5 | 4275775.6 | 5.5 |  | New SCR | 0.1107 | 0.06 | 48.3 |  |  | 48.3
FL | Port Everglades | 617 | PPE4 | Broward | 1965-04-11 | 4180 | 402 | 26.0856 | -80.1253 | ARP | Dry bottom wall-fired boiler | Pipeline Natural Gas | Residual Oil | Low NOx Burner Technology (Dry Bottom only) | Electric Utility | Electric Services | 0.451 | 2378.031 | 8630252.507 | 0.3706 | 2010.092 | 8948028.007 | 0.3751 | 1877.734 | 7995172.821 | 0.2615 | 1225.601 | 7244931.261 | 0.2867 | 1440.397 | 7143208.726 | 0.2529 | 1235.354 | 6208456.77 | 0.242 | 1022.577 | 5920868.514 | 0.2247 | 850.451 | 4473120.55 | 0.1118 | 96 | 870452.1 | 0.1133 | 414.1 | 4242136.9 | 5.7 |  | New SCR | 0.1118 | 0.06 | 51.5 |  |  | 51.5
FL | Putnam | 6246 | HRSG11 | Putnam | 1978-04-24 | 1232 | 85 | 29.6283 | -81.5856 | ARP, CAIRNOX, CAIROS, CAIRSO2, TRNOXOS | Combined cycle | Pipeline Natural Gas | Diesel Oil |  | Electric Utility |  | 0.3286 | 355.321 | 1993797.227 | 0.2944 | 251.351 | 1565561.187 | 0.2843 | 205.048 | 1312804.072 | 0.3037 | 217.958 | 1299147.601 | 0.2924 | 215.387 | 1340191.256 | 0.309 | 338.62 | 2015077.345 | 0.2868 | 305.933 | 1951298.975 | 0.2782 | 281.536 | 1875868.416 | 0.2828 | 170.8 | 1103739.3 | 0.2868 | 208.7 | 1320304.9 | 24.4 | None Reported | Water Injection | 0.2782 | 0.16692 | 100.8 |  |  | 100.8
FL | Putnam | 6246 | HRSG12 | Putnam | 1978-04-24 | 1232 | 85 | 29.6283 | -81.5856 | ARP, CAIRNOX, CAIROS, CAIRSO2, TRNOXOS | Combined cycle | Pipeline Natural Gas | Diesel Oil |  | Electric Utility |  | 0.289 | 222.886 | 1409029.254 | 0.3286 | 278.772 | 1553798.558 | 0.2884 | 207.831 | 1304183.629 | 0.3239 | 227.893 | 1266806.413 | 0.3184 | 232.014 | 1320364.755 | 0.3315 | 360.585 | 1992647.689 | 0.3351 | 347.818 | 1889359.843 | 0.2882 | 295.243 | 1891611.002 | 0.2869 | 196.1 | 1240959.4 | 0.2716 | 193.5 | 1289578.8 | 27.4 | None Reported | Water Injection | 0.2716 | 0.16296 | 111.4 |  |  | 111.4
FL | Putnam | 6246 | HRSG21 | Putnam | 1977-08-06 | 1232 | 85 | 29.6283 | -81.5856 | ARP, CAIRNOX, CAIROS, CAIRSO2, TRNOXOS | Combined cycle | Pipeline Natural Gas | Diesel Oil |  | Electric Utility |  | 0.3115 | 326.545 | 1937913.215 | 0.3084 | 230.765 | 1362980.299 | 0.2851 | 189.455 | 1221290.338 | 0.31 | 284.133 | 1676069.747 | 0.311 | 179.054 | 1049717.454 | 0.3039 | 280.821 | 1711183.246 | 0.2913 | 359.64 | 2292720.594 | 0.2897 | 286.396 | 1815925.221 | 0.3207 | 242.7 | 1361816.1 | 0.3088 | 266.7 | 1532108.2 | 30.1 | None Reported | Water Injection | 0.2851 | 0.17106 | 129.5 |  |  | 129.5
FL | Putnam | 6246 | HRSG22 | Putnam | 1977-08-06 | 1232 | 85 | 29.6283 | -81.5856 | ARP, CAIRNOX, CAIROS, CAIRSO2, TRNOXOS | Combined cycle | Pipeline Natural Gas | Diesel Oil |  | Electric Utility |  | 0.3034 | 317.004 | 1931000.097 | 0.2933 | 222.09 | 1379272.265 | 0.2944 | 145.143 | 906107.624 | 0.3094 | 284.76 | 1670514.101 | 0.3046 | 173.004 | 1025022.052 | 0.2994 | 277.937 | 1709423.282 | 0.3007 | 357.651 | 2259756.895 | 0.2991 | 290.489 | 1780597.127 | 0.3073 | 281.3 | 1678016.5 | 0.2837 | 242.7 | 1560826.8 | 37.1 | None Reported | Water Injection | 0.2837 | 0.17022 | 155.8 |  |  | 155.8
FL | Quantum Auburndale Power, LP | 54658 | 1 | Polk | 1994-12-28 | 1600 | 121.5 | 28.0542 | -81.8058 | ARP, CAIRNOX, CAIROS, CAIRSO2, TRNOXOS | Combined cycle | Pipeline Natural Gas | Diesel Oil | Water Injection<br>Steam Injection<br>Selective Catalytic Reduction | Electric Utility |  | 0.0304 | 58.92 | 3882510.6 | 0.0387 | 44.711 | 2679502.875 | 0.0598 | 49.021 | 1844332.575 | 0.0561 | 57.699 | 2320861.825 | 0.052 | 54.079 | 2249254.75 | 0.0542 | 51.167 | 2231618.705 | 0.0575 | 53.919 | 2129008.158 | 0.057 | 52.655 | 2146840.865 | 0.0522 | 47.8 | 2138927.4 | 0.0453 | 84.7 | 3778064.6 | 36.4 | Water Injection<br>Steam Injection<br>Selective Catalytic Reduction | Existing SCR | 0.0304 | 0.0304 | 27.8 |  |  | 27.8
FL | Quantum Auburndale Power, LP | 54658 | 6 | Polk | 2002-05-15 | 1591 | 121.5 | 28.0542 | -81.8058 | ARP, CAIRNOX, CAIROS | Combustion turbine | Pipeline Natural Gas | Diesel Oil | Water Injection | Electric Utility |  | 0.0729 | 10.135 | 293569.675 | 0.1079 | 3.735 | 80163.275 | 0.0987 | 1.998 | 45182.25 | 0.1003 | 3.541 | 77519.6 | 0.0979 | 17.775 | 403738.95 | 0.0993 | 7.116 | 161053.924 | [12 empty] | 0 | Water Injection | Low Ozone Season Rate | 0.0729 | 0.0729 | 0 |  |  | 0
FL | Riviera Beach Energy Center | 619 | PRV3 | Palm Beach | 1962-05-18 | 3260 | 310.4 | 26.7653 | -80.0528 | ARP | Dry bottom wall-fired boiler | Residual Oil | Pipeline Natural Gas | Low NOx Burner Technology (Dry Bottom only) | Electric Utility | Electric Services | 0.3401 | 936.377 | 4678144.733 | 0.3535 | 1215.539 | 6073489.423 | 0.3416 | 826.103 | 4316902.663 | 0.2879 | 1012.308 | 5499076.959 | 0.2836 | 847.392 | 4633839.153 | 0.2406 | 639.49 | 4089734.665 | 0.136 | 17.861 | 171384.42 | [5 empty] | 0 |  |  |  | 0 |  | New SCR | 0.136 | 0.06 | 0 |  |  | 0
FL | Riviera Beach Energy Center | 619 | PRV4 | Palm Beach | 1963-03-12 | 3260 | 310.4 | 26.7653 | -80.0528 | ARP | Dry bottom wall-fired boiler | Residual Oil | Pipeline Natural Gas | Low NOx Burner Technology (Dry Bottom only) | Electric Utility | Electric Services | 0.3432 | 1384.116 | 6809834.214 | 0.3764 | 1148.201 | 5233523.351 | 0.3431 | 613.71 | 3210410.076 | 0.2815 | 986.508 | 6006609.706 | 0.3221 | 1187.379 | 6151747.01 | 0.267 | 626.977 | 3733868.657 | 0.1797 | 36.562 | 238387.468 | [5 empty] | 0 |  |  |  | 0 |  | New SCR | 0.1797 | 0.06 | 0 |  |  | 0
FL | Roy E Hansel Power Plant | 672 | CT21 | Osceola | 1982-08-01 | 540.1 | 35 | 28.2908 | -81.4069 | CAIRNOX, CAIROS, CAIRSO2 | Combined cycle | Pipeline Natural Gas |  | Water Injection | Electric Utility | [16 empty] | 0.213 | 4.159 | 39065.02 | 0.2013 | 6.268 | 63381.688 | 0.2002 | 17.211 | 174618.432 | 0.1969 | 1.5 | 15444 | 0.1998 | 29 | 291319.9 | 0.8 | Water Injection | Low Ozone Season Rate | 0.1969 | 0.1969 | 1.5 |  |  | 1.5
FL | S O Purdom | 689 | 7 | Wakulla | 1966-06-01 | 621 | 50 | 30.1619 | -84.2014 | ARP | Dry bottom wall-fired boiler | Pipeline Natural Gas | Residual Oil |  | Electric Utility | Electric Services | 0.1783 | 10.827 | 109449.4 | 0.2394 | 45.414 | 372754.775 | 0.2017 | 20.011 | 183503.825 | 0.1867 | 5.562 | 53192.725 | 0.2164 | 22.752 | 204343.575 | 0.2193 | 54.982 | 491663.25 | 0.1967 | 17.79 | 166892.4 | 0.1747 | 25.963 | 287872.5 | 0.1738 | 15.2 | 164256.2 | 0.2294 | 57.5 | 492195.7 | 7.2 |  | New SNCR | 0.1738 | 0.10428 | 9.1 |  |  | 9.1
FL | S O Purdom | 689 | 8 | Wakulla | 2000-06-24 | 2044.2 | 160 | 30.1619 | -84.2014 | CAIRNOX, CAIROS, CAIRSO2, TRNOXOS, ARP | Combined cycle | Pipeline Natural Gas | Diesel Oil | Dry Low NOx Burners<br>Water Injection | Electric Utility |  | 0.0251 | 69.725 | 5599794.45 | 0.0331 | 47.885 | 3285826.5 | 0.0313 | 79.51 | 5421143.125 | 0.0274 | 77.844 | 5737624.425 | 0.0303 | 81.946 | 5552386.625 | 0.0293 | 68.133 | 4828878.55 | 0.0224 | 52.117 | 4745865.225 | 0.0244 | 46.897 | 3900325 | 0.0242 | 58.9 | 4872061.3 | 0.0249 | 31.5 | 2641331.6 | 64.9 | Dry Low NOx Burners<br>Water Injection | Low Ozone Season Rate | 0.0224 | 0.0224 | 54.5 |  |  | 54.5
FL | Sanford | 620 | PSN3 | Volusia | 1959-05-11 | 1762 | 156.2 | 28.8419 | -81.3256 | ARP | Dry bottom wall-fired boiler | Residual Oil | Pipeline Natural Gas |  | Electric Utility | Electric Services | 0.3955 | 484.365 | 2405937.95 | 0.3349 | 358.201 | 1911705.233 | 0.3157 | 298.193 | 1623630.243 | 0.1736 | 142.883 | 804101.958 | 0.2335 | 95.918 | 540745.6 | 0.1745 | 49.53 | 318064.065 | [8 empty] | 0 |  |  |  | 0 |  | New SNCR | 0.1736 | 0.10416 | 0 |  |  | 0
FL | Sanford | 620 | SNCT4A | Volusia | 2002-12-06 | 1910 | 188.2 | 28.8419 | -81.3256 | CAIRNOX, CAIROS, CAIRSO2, TRNOXOS, ARP | Combined cycle | Pipeline Natural Gas |  | Dry Low NOx Burners | Electric Utility |  | 0.0285 | 18.252 | 1570942.281 | 0.0277 | 74.335 | 5429552.577 | 0.0272 | 73.818 | 5442671.939 | 0.0291 | 69.647 | 4873340.273 | 0.0298 | 66.373 | 4498456.088 | 0.0277 | 67.101 | 5006660.264 | 0.0308 | 51.354 | 3469716.275 | 0.0295 | 69.238 | 4926960.731 | 0.0314 | 68.6 | 4699881 | 0.0301 | 68 | 4869274 | 67 | Dry Low NOx Burners | Low Ozone Season Rate | 0.0272 | 0.0272 | 59.5 |  |  | 59.5
FL | Sanford | 620 | SNCT4B | Volusia | 2002-12-07 | 1910 | 188.2 | 28.8419 | -81.3256 | CAIRNOX, CAIROS, CAIRSO2, TRNOXOS, ARP | Combined cycle | Pipeline Natural Gas |  | Dry Low NOx Burners | Electric Utility |  | 0.0274 | 17.5 | 1529780.83 | 0.0249 | 68.577 | 5521752.243 | 0.0278 | 77.137 | 5551441.977 | 0.0302 | 50.549 | 3408851.869 | 0.0307 | 62.174 | 4135136.939 | 0.0304 | 79.931 | 5267443.381 | 0.0307 | 70.328 | 4763631.36 | 0.0307 | 73.405 | 4971879.666 | 0.0319 | 67.7 | 4602322.3 | 0.0314 | 72.2 | 4833978.2 | 65.6 | Dry Low NOx Burners | Low Ozone Season Rate | 0.0249 | 0.0249 | 52.8 |  |  | 52.8
FL | Sanford | 620 | SNCT4C | Volusia | 2002-12-01 | 1910 | 188.2 | 28.8419 | -81.3256 | CAIRNOX, CAIROS, CAIRSO2, TRNOXOS, ARP | Combined cycle | Pipeline Natural Gas |  | Dry Low NOx Burners | Electric Utility |  | 0.0267 | 17.689 | 1574396.204 | 0.0245 | 66.105 | 5478292.561 | 0.0297 | 81.596 | 5518516.168 | 0.029 | 71.159 | 4937605.275 | 0.0301 | 66.796 | 4483348.533 | 0.0306 | 73.772 | 4994927.061 | 0.0297 | 76.384 | 5239067.619 | 0.0323 | 73.551 | 4880258.492 | 0.0314 | 71.9 | 4845071.4 | 0.0322 | 71 | 4726234.1 | 69.1 | Dry Low NOx Burners | Low Ozone Season Rate | 0.0245 | 0.0245 | 56.1 |  |  | 56.1
FL | Sanford | 620 | SNCT4D | Volusia | 2002-12-01 | 1910 | 188.2 | 28.8419 | -81.3256 | CAIRNOX, CAIROS, CAIRSO2, TRNOXOS, ARP | Combined cycle | Pipeline Natural Gas |  | Dry Low NOx Burners | Electric Utility |  | 0.0301 | 19.695 | 1568220.286 | 0.0271 | 71.998 | 5354858.762 | 0.03 | 81.897 | 5487056.573 | 0.03 | 68.333 | 4641319.968 | 0.0305 | 62.183 | 4125153.425 | 0.0305 | 72.677 | 4910566.421 | 0.0302 | 67.374 | 4543305.021 | 0.0331 | 74.369 | 4746667.527 | 0.035 | 72.8 | 4496998.4 | 0.031 | 71.8 | 4820695.6 | 64.1 | Dry Low NOx Burners | Low Ozone Season Rate | 0.0271 | 0.0271 | 56.4 |  |  | 56.4
FL | Sanford | 620 | SNCT5A | Volusia | 2002-02-21 | 1910 | 188.2 | 28.8419 | -81.3256 | CAIRNOX, CAIROS, CAIRSO2, TRNOXOS, ARP | Combined cycle | Pipeline Natural Gas |  | Dry Low NOx Burners | Electric Utility |  | 0.0267 | 67.13 | 5114812.719 | 0.0279 | 74.706 | 5398539.106 | 0.029 | 71.289 | 4932359.06 | 0.0291 | 78.982 | 5485221.628 | 0.0284 | 72.802 | 5134420.621 | 0.0296 | 77.011 | 5222624.124 | 0.0309 | 77.154 | 5051843.002 | 0.0289 | 72.727 | 5121057.212 | 0.0296 | 73.2 | 5049253.3 | 0.0325 | 55.9 | 3866181.3 | 72 | Dry Low NOx Burners | Low Ozone Season Rate | 0.0267 | 0.0267 | 66.1 |  |  | 66.1
FL | Sanford | 620 | SNCT5B | Volusia | 2002-02-25 | 1910 | 188.2 | 28.8419 | -81.3256 | CAIRNOX, CAIROS, CAIRSO2, TRNOXOS, ARP | Combined cycle | Pipeline Natural Gas |  | Dry Low NOx Burners | Electric Utility |  | 0.0283 | 70.409 | 5052973.618 | 0.0252 | 67.037 | 5409015.805 | 0.03 | 71.348 | 4857153.1 | 0.0289 | 79.518 | 5541102.149 | 0.0301 | 78.588 | 5175776.935 | 0.0309 | 76.111 | 4989779.353 | 0.0304 | 72.231 | 4868928.362 | 0.031 | 64.64 | 4434683.072 | 0.0317 | 65.9 | 4522073.5 | 0.0295 | 59.6 | 4335346.7 | 64.5 | Dry Low NOx Burners | Low Ozone Season Rate | 0.0252 | 0.0252 | 52.4 |  |  | 52.4
FL | Sanford | 620 | SNCT5C | Volusia | 2002-03-04 | 1910 | 188.2 | 28.8419 | -81.3256 | CAIRNOX, CAIROS, CAIRSO2, TRNOXOS, ARP | Combined cycle | Pipeline Natural Gas |  | Dry Low NOx Burners | Electric Utility |  | 0.0248 | 63.944 | 5241401.208 | 0.0261 | 70.731 | 5510705.652 | 0.0273 | 71.037 | 5265434.37 | 0.0306 | 48.73 | 3363779.599 | 0.0289 | 76.864 | 5346756.753 | 0.0313 | 80.524 | 5195817.3 | 0.0308 | 65.622 | 4346390.043 | 0.0307 | 73.433 | 5038159.948 | 0.0321 | 75 | 4911771.8 | 0.0318 | 63.5 | 4334892.3 | 70 | Dry Low NOx Burners | Low Ozone Season Rate | 0.0248 | 0.0248 | 57.9 |  |  | 57.9
FL | Sanford | 620 | SNCT5D | Volusia | 2002-03-11 | 1910 | 188.2 | 28.8419 | -81.3256 | CAIRNOX, CAIROS, CAIRSO2, TRNOXOS, ARP | Combined cycle | Pipeline Natural Gas |  | Dry Low NOx Burners | Electric Utility |  | 0.0303 | 76.152 | 5138348.425 | 0.027 | 68.474 | 5134548.66 | 0.028 | 66.051 | 4803577.315 | 0.0292 | 77.95 | 5373935.438 | 0.0296 | 75.083 | 5201225.964 | 0.0326 | 75.213 | 4878176.539 | 0.0306 | 71.363 | 4893695.518 | 0.0375 | 46.216 | 2850705.245 | 0.041 | 64.2 | 3786657.2 | 0.0343 | 60.9 | 4011444.1 | 54 | Dry Low NOx Burners | Low Ozone Season Rate | 0.027 | 0.027 | 42.3 |  |  | 42.3
FL | Santa Rosa Energy Center | 55242 | CT-1 | Santa Rosa | 2002-05-11 | 1958 | 200 | 30.5661 | -87.115 | ARP, CAIRNOX, CAIROS, CAIRSO2, TRNOXOS | Combined cycle | Pipeline Natural Gas |  | Dry Low NOx Burners | Electric Utility |  | 0.0385 | 3.324 | 227270.875 | 0.039 | 1.623 | 113139.9 | 0.0599 | 0.009 | 221.825 | [6 empty] | 0.3462 | 12.021 | 163408.988 | 0.1403 | 41.6 | 1065851.111 | 0.0493 | 39.833 | 2255061.691 | 0.0386 | 30.2 | 1924947.1 | 0.0366 | 52.2 | 3415515.3 | 26.8 | Dry Low NOx Burners | Low Ozone Season Rate | 0.0366 | 0.0366 | 28.7 |  |  | 28.7
FL | Scholz Electric Generating Plant | 642 | 1 | Jackson | 1953-02-24 | 646 | 49 | 30.6689 | -84.8869 | ARP | Dry bottom wall-fired boiler | Coal | Diesel Oil, Other Oil |  | Electric Utility | Electric Services | 0.5228 | 269.395 | 992630.525 | 0.5232 | 295.206 | 1099754.425 | 0.5001 | 297.339 | 1170945.1 | 0.5451 | 252.267 | 909672.6 | 0.5934 | 402.81 | 1327654.779 | 0.6642 | 338.886 | 1014798.773 |  |  |  | 0.5536 | 114.352 | 403772.95 | 0.5255 | 165 | 615119 | 0.4584 | 11.7 | 47030.2 | 25.9 |  | New SNCR | 0.4584 | 0.27504 | 86.4 | Shutdown | Gas Combined Cycle Replacement | 2.9 | 162.1
FL | Scholz Electric Generating Plant | 642 | 2 | Jackson | 1953-10-26 | 646 | 49 | 30.6689 | -84.8869 | ARP | Dry bottom wall-fired boiler | Coal | Diesel Oil, Other Oil |  | Electric Utility | Electric Services | 0.554 | 347.249 | 1254371.7 | 0.5394 | 326.795 | 1175169.15 | 0.6003 | 409.377 | 1323325.575 | 0.5451 | 224.905 | 797250.099 | 0.593 | 383.436 | 1266617.171 | 0.6658 | 343.806 | 1028232.727 | 0.6383 | 16.559 | 51279.075 | 0.5565 | 98.409 | 342973.025 | 0.5303 | 102.1 | 375621.5 | 0.486 | 11.6 | 46032.2 | 15.8 |  | New SNCR | 0.486 | 0.2916 | 56.2 | Shutdown | Gas Combined Cycle Replacement | 1.8 | 100.3
FL | Seminole (136) | 136 | 1 | Putnam | 1984-01-31 | 7172 | 735.9 | 29.7333 | -81.6339 | ARP | Dry bottom wall-fired boiler | Coal | Diesel Oil | Low NOx Burner Technology w/ Overfire Air | Electric Utility | Electric Services | 0.4993 | 5090.944 | 20000000 | 0.4615 | 4379.14 | 18600000 | 0.4766 | 5400.993 | 22300000 | 0.494 | 5478.135 | 22000000 | 0.3556 | 3962.429 | 22100000 | 0.3754 | 3929.5 | 20700000 | 0.0633 | 288.704 | 9220984.62 | 0.0434 | 484.634 | 22300000 | 0.0463 | 449.3 | 19300000 | 0.054 | 451.5 | 16800000 | 73.4 | SCR | Existing SCR | 0.0434 | 0.0434 | 421.2 |  |  | 421.2
FL | Seminole (136) | 136 | 2 | Putnam | 1984-12-31 | 7172 | 735.9 | 29.7333 | -81.6339 | ARP | Dry bottom wall-fired boiler | Coal | Diesel Oil | Low NOx Burner Technology w/ Overfire Air | Electric Utility | Electric Services | 0.4434 | 4604.911 | 20500000 | 0.4742 | 4274.536 | 17800000 | 0.4764 | 5189.93 | 21600000 | 0.4882 | 5573.718 | 22700000 | 0.3396 | 3867.476 | 22500000 | 0.3964 | 4398.01 | 22000000 | 0.0489 | 574.8 | 23900000 | 0.048 | 507.056 | 21200000 | 0.0404 | 389.6 | 19400000 | 0.0497 | 457.4 | 18400000 | 73.8 | SCR | Existing SCR | 0.0404 | 0.0404 | 389.6 |  |  | 389.6
FL | Shady Hills | 55414 | GT101 | Pasco | 2001-12-21 | 1955.7 | 182 | 28.3665 | -82.5591 | ARP, CAIRNOX, CAIROS, CAIRSO2, TRNOXOS | Combustion turbine | Pipeline Natural Gas | Diesel Oil | Dry Low NOx Burners<br>Water Injection | Electric Utility |  | 0.051 | 30.673 | 1283852.75 | 0.0684 | 32.563 | 972721.375 | 0.0519 | 20.88 | 928884.175 | 0.0406 | 12.506 | 779042.925 | 0.0374 | 31.686 | 2168767.2 | 0.0377 | 37.259 | 2447011.25 | 0.0377 | 29.279 | 1940610.675 | 0.0373 | 34.932 | 2197461.778 | 0.0367 | 29 | 1925728.9 | 0.0385 | 24.2 | 1521238.3 | 26.8 | Dry Low NOx Burners<br>Water Injection | Low Ozone Season Rate | 0.0367 | 0.0367 | 29 |  |  | 29
FL | Shady Hills | 55414 | GT201 | Pasco | 2002-01-02 | 1964.5 | 182 | 28.3665 | -82.5591 | ARP, CAIRNOX, CAIROS, CAIRSO2, TRNOXOS | Combustion turbine | Pipeline Natural Gas | Diesel Oil | Dry Low NOx Burners<br>Water Injection | Electric Utility |  | 0.0545 | 38.741 | 1495158.725 | 0.0583 | 24.675 | 952327.675 | 0.0572 | 22.153 | 877602.8 | 0.0417 | 11.892 | 751817.3 | 0.0383 | 33.055 | 2170452.55 | 0.0365 | 38.908 | 2581963.85 | 0.0394 | 30.113 | 1967068.825 | 0.0367 | 34.978 | 2249859.483 | 0.0362 | 26.1 | 1762930.9 | 0.0397 | 23.1 | 1438913.7 | 24.4 | Dry Low NOx Burners<br>Water Injection | Low Ozone Season Rate | 0.0362 | 0.0362 | 26.1 |  |  | 26.1
FL | Shady Hills | 55414 | GT301 | Pasco | 2002-02-05 | 1958.4 | 182 | 28.3665 | -82.5591 | ARP, CAIRNOX, CAIROS, CAIRSO2, TRNOXOS | Combustion turbine | Pipeline Natural Gas | Diesel Oil | Dry Low NOx Burners<br>Water Injection | Electric Utility |  | 0.0503 | 35.737 | 1500295.15 | 0.0571 | 27.524 | 1070196.55 | 0.0523 | 20.87 | 908125.7 | 0.0422 | 13.132 | 813715.775 | 0.036 | 30.875 | 2114140.25 | 0.0385 | 40.567 | 2514829.075 | 0.0387 | 30.384 | 1960598.225 | 0.0372 | 37.177 | 2392940.948 | 0.0355 | 27.5 | 1905949.4 | 0.0394 | 22.2 | 1397222.9 | 26.5 | Dry Low NOx Burners<br>Water Injection | Low Ozone Season Rate | 0.0355 | 0.0355 | 27.5 |  |  | 27.5
FL | St. Johns River Power | 207 | 1 | Duval | 1987-03-22 | 6144 | 679 | 30.4311 | -81.5508 | ARP | Dry bottom wall-fired boiler | Coal | Diesel Oil | Low NOx Burner Technology (Dry Bottom only)<br>Low NOx Burner Technology w/ Overfire Air | Electric Utility | Electric Services | 0.4792 | 5671.195 | 23500000 | 0.4893 | 5676.438 | 23200000 | 0.4089 | 4562.132 | 22100000 | 0.4257 | 4549.194 | 21000000 | 0.4111 | 4607.113 | 22300000 | 0.4086 | 4247.856 | 20600000 | 0.1668 | 1498.813 | 19300000 | 0.1265 | 1381.129 | 22000000 | 0.1516 | 1276.4 | 16900000 | 0.4259 | 3316.5 | 16000000 | 75.1 | SCR | Existing SCR | 0.1265 | 0.1265 | 1065 |  |  | 1065
FL | St. Johns River Power | 207 | 2 | Duval | 1988-05-27 | 6144 | 679 | 30.4311 | -81.5508 | ARP | Dry bottom wall-fired boiler | Coal | Diesel Oil | Low NOx Burner Technology (Dry Bottom only) | Electric Utility | Electric Services | 0.4683 | 5201.659 | 22100000 | 0.391 | 4226.589 | 21000000 | 0.3909 | 4130.532 | 21000000 | 0.4569 | 5582.121 | 24200000 | 0.443 | 4738.384 | 21000000 | 0.4697 | 5321.821 | 22500000 | 0.1146 | 1126.238 | 20200000 | 0.1274 | 1447.527 | 23000000 | 0.15 | 1364.5 | 18500000 | 0.3343 | 2910.6 | 18000000 | 81.9 | SCR | Existing SCR | 0.1146 | 0.1146 | 1042.5 |  |  | 1042.5
FL | Stanton A | 55821 | 25 | Orange | 2003-07-23 | 2402 | 203.2 | 28.4881 | -81.1675 | ARP, CAIRNOX, CAIROS, CAIRSO2, TRNOXOS | Combined cycle | Natural Gas | Diesel Oil | Dry Low NOx Burners<br>Water Injection<br>Selective Catalytic Reduction | Electric Utility |  | 0.0405 | 9.222 | 679363.6 | 0.0188 | 37.441 | 5345212.15 | 0.0161 | 32.888 | 5326992.675 | 0.0187 | 32.222 | 4925211.8 | 0.0195 | 32.891 | 4838181.775 | 0.0214 | 29.526 | 4225847.825 | 0.0178 | 27.25 | 4564860.85 | 0.0178 | 20.812 | 3473584.075 | 0.0214 | 25.5 | 3727832.4 | 0.0166 | 25.7 | 4338552.3 | 42.3 | Dry Low NOx Burners<br>Water Injection<br>Selective Catalytic Reduction | Existing SCR | 0.0161 | 0.0161 | 19.2 |  |  | 19.2
FL | Stanton A | 55821 | 26 | Orange | 2003-08-20 | 2402 | 203.2 | 28.4881 | -81.1675 | ARP, CAIRNOX, CAIROS, CAIRSO2, TRNOXOS | Combined cycle | Natural Gas | Diesel Oil | Dry Low NOx Burners<br>Water Injection<br>Selective Catalytic Reduction | Electric Utility |  | 0.0533 | 5.384 | 339351.525 | 0.018 | 35.896 | 5221112.825 | 0.0151 | 31.619 | 5317695.975 | 0.0194 | 30.906 | 4735673.125 | 0.0195 | 32.041 | 4730956.725 | 0.0212 | 31.105 | 4355677.9 | 0.018 | 28.139 | 4525008.4 | 0.0193 | 22.798 | 3590187.275 | 0.0182 | 24.6 | 3870373.8 | 0.0175 | 26.7 | 4320745.3 | 43.9 | Dry Low NOx Burners<br>Water Injection<br>Selective Catalytic Reduction | Existing SCR | 0.0151 | 0.0151 | 20.4 |  |  | 20.4
FL | Stock Island | 6584 | CT4 | Monroe | 2006-06-28 | 484 | 42 | 24.5636 | -81.7342 | ARP, CAIRNOX, CAIROS, CAIRSO2, TRNOXOS | Combustion turbine | Diesel Oil |  | Water Injection | Electric Utility | [10 empty] | 0.1963 | 0.043 | 553.803 | 0.1674 | 1.215 | 15348.786 | 0.1832 | 0.477 | 5916.468 | 0.1983 | 0.502 | 6004.152 | 0.2053 | 0.525 | 6210.01 | 0.1918 | 0.7 | 8026 | 0.1795 | 0.3 | 4234.2 | 0.5 | Water Injection | Low Ozone Season Rate | 0.1674 | 0.1674 | 0.6 |  |  | 0.6
FL | Suwannee River | 638 | 1 | Suwannee | 1953-11-01 | 460 | 34.5 | 30.3764 | -83.1806 | ARP | Tangentially-fired | Residual Oil | Pipeline Natural Gas |  | Electric Utility | Electric Services | 0.3679 | 226.853 | 1249639.4 | 0.3152 | 167.015 | 1072853.275 | 0.3991 | 203.035 | 1018307.7 | 0.3478 | 114.075 | 663117.3 | 0.1876 | 74.756 | 824443.775 | 0.1688 | 76.14 | 936213.447 | 0.1434 | 13.651 | 171770.35 | 0.1287 | 42.028 | 637524.883 | 0.1638 | 60.4 | 735394.9 | 0.1436 | 37.2 | 514046.2 | 43.5 |  | New SNCR | 0.1287 | 0.07722 | 28.5 |  |  | 28.5
FL | Suwannee River | 638 | 2 | Suwannee | 1954-11-01 | 450 | 37.5 | 30.3764 | -83.1806 | ARP | Dry bottom wall-fired boiler | Residual Oil | Pipeline Natural Gas |  | Electric Utility | Electric Services | 0.3291 | 202.569 | 1213164.2 | 0.2996 | 175.908 | 1175330.6 | 0.3103 | 134.253 | 872095.85 | 0.3156 | 104.065 | 655527.35 | 0.272 | 105.08 | 765862.3 | 0.2261 | 107.729 | 992969.265 | 0.1898 | 46.313 | 479525.878 | 0.191 | 73.971 | 752738.766 | 0.1723 | 58.2 | 673387.3 | 0.1754 | 60.7 | 682504.2 | 40.8 |  | New SNCR | 0.1723 | 0.10338 | 34.9 |  |  | 34.9
FL | Suwannee River | 638 | 3 | Suwannee | 1956-10-01 | 1000 | 75 | 30.3764 | -83.1806 | ARP | Dry bottom wall-fired boiler | Residual Oil | Pipeline Natural Gas |  | Electric Utility | Electric Services | 0.2754 | 229.642 | 1590349.225 | 0.3702 | 373.843 | 2025932.25 | 0.345 | 303.666 | 1727952.475 | 0.2646 | 172.97 | 1236968.2 | 0.2798 | 160.5 | 1119991.15 | 0.2574 | 279.804 | 2153496.156 | 0.2487 | 185.762 | 1416963.416 | 0.2483 | 249.891 | 1834040.081 | 0.281 | 293.3 | 1924697.4 | 0.2722 | 269.4 | 1855391.4 | 52.4 |  | New SCR | 0.2483 | 0.06 | 62.6 |  |  | 62.6
FL | Suwannee River | 638 | 1A | Suwannee | 1980-10-29 | 739 | 61.2 | 30.3764 | -83.1806 | CAIRNOX, CAIROS, CAIRSO2, TRNOXOS | Combustion turbine | Diesel Oil | Pipeline Natural Gas | Water Injection | Electric Utility | [16 empty] | 0.2126 | 21.778 | 200195.275 | 0.2232 | 12.117 | 106634.975 | 0.25 | 15.525 | 124081.125 | 0.213 | 11 | 100904.9 | 0.1921 | 1.9 | 18544.9 | 3.7 | Water Injection | Low Ozone Season Rate | 0.1921 | 0.1921 | 10 |  |  | 10
FL | Suwannee River | 638 | 1B | Suwannee | 1980-10-29 | 739 | 61.2 | 30.3764 | -83.1806 | CAIRNOX, CAIROS, CAIRSO2, TRNOXOS | Combustion turbine | Diesel Oil | Pipeline Natural Gas | Water Injection | Electric Utility | [16 empty] | 0.2355 | 23.053 | 193459.15 | 0.2473 | 5.489 | 43559.825 | 0.2712 | 16.942 | 124889.475 | 0.2433 | 12.3 | 98137.9 | 0.1872 | 2.4 | 23556.8 | 3.6 | Water Injection | Low Ozone Season Rate | 0.1872 | 0.1872 | 9.4 |  |  | 9.4
FL | Suwannee River | 638 | 2A | Suwannee | 1980-10-29 | 739 | 61.2 | 30.3764 | -83.1806 | CAIRNOX, CAIROS, CAIRSO2, TRNOXOS | Combustion turbine | Diesel Oil |  | Water Injection | Electric Utility | [16 empty] | 0.2261 | 3.806 | 32750.05 | 0.2212 | 2.07 | 18429.25 | 0.2285 | 1.535 | 13051.25 | 0.2443 | 0.3 | 2488.4 | 0.172 | 0 | 190.4 | 0.1 | Water Injection | Low Ozone Season Rate | 0.172 | 0.172 | 0.2 |  |  | 0.2
FL | Suwannee River | 638 | 2B | Suwannee | 1980-10-29 | 739 | 61.2 | 30.3764 | -83.1806 | CAIRNOX, CAIROS, CAIRSO2, TRNOXOS | Combustion turbine | Diesel Oil |  | Water Injection | Electric Utility | [16 empty] | 0.2014 | 3.521 | 34185.375 | 0.1972 | 1.932 | 19344.425 | 0.1967 | 0.786 | 7848.675 |  |  |  | 0.173 | 0 | 187.4 | 0 | Water Injection | Low Ozone Season Rate | 0.173 | 0.173 | 0 |  |  | 0
FL | Suwannee River | 638 | 3A | Suwannee | 1980-10-29 | 739 | 61.2 | 30.3764 | -83.1806 | CAIRNOX, CAIROS, CAIRSO2, TRNOXOS | Combustion turbine | Diesel Oil | Pipeline Natural Gas | Water Injection | Electric Utility | [16 empty] | 0.1908 | 20.847 | 212391.45 | 0.1994 | 16.77 | 163060.85 | 0.1967 | 12.984 | 129006.475 | 0.2035 | 9.8 | 93889.3 | 0.177 | 1.7 | 18413.7 | 3.5 | Water Injection | Low Ozone Season Rate | 0.177 | 0.177 | 8.5 |  |  | 8.5
FL | Suwannee River | 638 | 3B | Suwannee | 1980-10-29 | 739 | 61.2 | 30.3764 | -83.1806 | CAIRNOX, CAIROS, CAIRSO2, TRNOXOS | Combustion turbine | Diesel Oil | Pipeline Natural Gas | Water Injection | Electric Utility | [16 empty] | 0.1888 | 21.039 | 217204.725 | 0.3107 | 24.338 | 154490.65 | 0.1847 | 9.735 | 103644.025 | 0.1967 | 9.9 | 98191.9 | 0.1999 | 2.1 | 20075.1 | 3.6 | Water Injection | Low Ozone Season Rate | 0.1847 | 0.1847 | 9.3 |  |  | 9.3
FL | Tom G Smith | 673 | GT1 | Palm Beach | 1976-12-10 | 435 | 30.8 | 26.6125 | -80.0678 | CAIRNOX, CAIROS, CAIRSO2, TRNOXOS | Combustion turbine | Diesel Oil |  |  | Electric Utility | [22 empty] | 1.2 | 0.783 | 1305 | [6 empty] | 0 | None Reported | Water Injection | 1.2 | 0.1364 | 0 |  |  | 0
FL | Tom G Smith | 673 | S-3 | Palm Beach | 1967-11-01 | 357 | 26.5 | 26.6125 | -80.0678 | ARP | Dry bottom wall-fired boiler | Pipeline Natural Gas | Residual Oil |  | Electric Utility | Electric Services | 0.2177 | 7.393 | 48789.6 | 0.1536 | 0.692 | 5065.175 | 0.1782 | 9.125 | 71822.15 | 0.3859 | 13.272 | 63869.7 | 0.2136 | 6.775 | 45578.025 | 0.2704 | 1.704 | 11843.375 | 0.288 | 6.128 | 34391.3 | 0.191 | 3.102 | 24123.6 |  |  | 0 | 0.1512 | 0.4 | 4289.3 | 0 |  | New SNCR | 0.1512 | 0.09072 | 0 |  |  | 0
FL | Treasure Coast Energy Center | 56400 | 1 | Saint Lucie | 2008-02-12 | 2661 | 219.6 | 27.3839 | -80.3775 | ARP, CAIRNOX, CAIROS, CAIRSO2, TRNOXOS | Combined cycle | Pipeline Natural Gas | Diesel Oil | Dry Low NOx Burners<br>Water Injection<br>Selective Catalytic Reduction | Electric Utility | [19 empty] | 0.0058 | 14.707 | 5374339.085 | 0.0057 | 14.68 | 5410351.193 | 0.0052 | 14.8 | 5673646.3 | 0.0058 | 16.2 | 5804826.3 | 58.1 | Dry Low NOx Burners<br>Water Injection<br>Selective Catalytic Reduction | Existing SCR | 0.0052 | 0.0052 | 14.8 |  |  | 14.8
FL | Turkey Point | 621 | PTP1 | Miami-Dade | 1967-04-22 | 4150 | 877.2 | 25.4356 | -80.3308 | ARP | Dry bottom wall-fired boiler | Pipeline Natural Gas | Residual Oil | Low NOx Burner Technology (Dry Bottom only) | Electric Utility | Electric Services | 0.3631 | 1940.882 | 8907983.083 | 0.3324 | 1531.433 | 7092423.354 | 0.3228 | 1539.026 | 7581822.793 | 0.2905 | 1172.916 | 6341300.02 | 0.2677 | 814.488 | 4937923.04 | 0.1877 | 489.421 | 3077796.69 | 0.2046 | 374.772 | 2688449.913 | 0.1561 | 511.03 | 3622650.889 | 0.1084 | 262.8 | 2411517.6 | 0.1682 | 498.5 | 4074007.6 | 15.8 |  | New SCR | 0.1084 | 0.06 | 145.5 |  |  | 145.5
FL | Turkey Point | 621 | PTP2 | Miami-Dade | 1968-04-25 | 4150 | 877.2 | 25.4356 | -80.3308 | ARP | Dry bottom wall-fired boiler | Pipeline Natural Gas | Residual Oil | Low NOx Burner Technology (Dry Bottom only) | Electric Utility | Electric Services | 0.4148 | 2187.946 | 8638633.511 | 0.3968 | 1670.222 | 6826218.849 | 0.3685 | 1855.491 | 8218419.913 | 0.2758 | 1309.685 | 7410530.839 | 0.2607 | 1076.363 | 5730930.839 | 0.2503 | 568.63 | 3343864.562 | 0.1929 | 643.48 | 4132889.202 | 0.1513 | 528.528 | 3272960.203 |  |  | 0 |  |  |  | 0 |  | New SCR | 0.1513 | 0.06 | 0 |  |  | 0
FL | Turkey Point | 621 | TPCT5A | Miami-Dade | 2006-12-20 | 2325 | 188 | 25.4356 | -80.3308 | ARP, CAIRNOX, CAIROS, CAIRSO2, TRNOXOS | Combined cycle | Pipeline Natural Gas | Diesel Oil | Dry Low NOx Burners<br>Water Injection<br>Ammonia Injection<br>Selective Catalytic Reduction | Electric Utility | [13 empty] | 0.0238 | 65.296 | 5910401.202 | 0.0084 | 20.372 | 5613674.762 | 0.0074 | 18.034 | 5460824.238 | 0.0102 | 16.219 | 4268912.04 | 0.0145 | 18.6 | 3896931.9 | 0.0103 | 21.6 | 5289275.7 | 45.6 | Dry Low NOx Burners<br>Water Injection<br>Ammonia Injection<br>Selective Catalytic Reduction | Existing SCR | 0.0074 | 0.0074 | 9.5 |  |  | 9.5
FL | Turkey Point | 621 | TPCT5B | Miami-Dade | 2006-12-27 | 2325 | 188 | 25.4356 | -80.3308 | ARP, CAIRNOX, CAIROS, CAIRSO2, TRNOXOS | Combined cycle | Pipeline Natural Gas | Diesel Oil | Dry Low NOx Burners<br>Water Injection<br>Ammonia Injection<br>Selective Catalytic Reduction | Electric Utility | [13 empty] | 0.0092 | 24.595 | 5869713.335 | 0.0084 | 20.506 | 5630536.537 | 0.0094 | 22.09 | 5527502.065 | 0.0101 | 16.357 | 4359455.509 | 0.0122 | 22.9 | 5219740.8 | 0.0099 | 19.7 | 5269643 | 61.1 | Dry Low NOx Burners<br>Water Injection<br>Ammonia Injection<br>Selective Catalytic Reduction | Existing SCR | 0.0084 | 0.0084 | 15.8 |  |  | 15.8
FL | Turkey Point | 621 | TPCT5C | Miami-Dade | 2006-12-12 | 2325 | 188 | 25.4356 | -80.3308 | ARP, CAIRNOX, CAIROS, CAIRSO2, TRNOXOS | Combined cycle | Pipeline Natural Gas | Diesel Oil | Dry Low NOx Burners<br>Water Injection<br>Ammonia Injection<br>Selective Catalytic Reduction | Electric Utility | [13 empty] | 0.0073 | 19.586 | 5869290.455 | 0.0096 | 21.67 | 5480364.607 | 0.0086 | 19.096 | 5404144.458 | 0.0085 | 15.683 | 4491473.357 | 0.0106 | 19.9 | 5200908.8 | 0.0101 | 21.5 | 5236614.5 | 60.9 | Dry Low NOx Burners<br>Water Injection<br>Ammonia Injection<br>Selective Catalytic Reduction | Existing SCR | 0.0073 | 0.0073 | 13.7 |  |  | 13.7
FL | Turkey Point | 621 | TPCT5D | Miami-Dade | 2006-12-04 | 2325 | 188 | 25.4356 | -80.3308 | ARP, CAIRNOX, CAIROS, CAIRSO2, TRNOXOS | Combined cycle | Pipeline Natural Gas | Diesel Oil | Dry Low NOx Burners<br>Water Injection<br>Ammonia Injection<br>Selective Catalytic Reduction | Electric Utility | [13 empty] | 0.0088 | 23.595 | 5893956.442 | 0.0082 | 19.073 | 5491929.631 | 0.0083 | 18.464 | 5366500.969 | 0.0124 | 22.652 | 5149354.618 | 0.0076 | 19.1 | 5741553.2 | 0.0086 | 18.7 | 5335256.8 | 67.3 | Dry Low NOx Burners<br>Water Injection<br>Ammonia Injection<br>Selective Catalytic Reduction | Existing SCR | 0.0076 | 0.0076 | 19.1 |  |  | 19.1
FL | Vandolah Power Project | 55415 | GT101 | Hardee | 2002-04-07 | 2220 | 182 | 27.5242 | -81.9236 | ARP, CAIRNOX, CAIROS, CAIRSO2, TRNOXOS | Combustion turbine | Pipeline Natural Gas | Diesel Oil | Dry Low NOx Burners<br>Water Injection | Electric Utility |  | 0.0525 | 13.254 | 530221.975 | 0.0716 | 12.875 | 427561.868 | 0.1005 | 37.376 | 848260.382 | 0.0437 | 8.482 | 461126.939 | 0.0591 | 11.216 | 611150.776 | 0.0411 | 0.521 | 39593.47 | 0.0425 | 0.252 | 17645.572 | 0.0407 | 5.881 | 372353.935 | 0.0496 | 29.7 | 1984915.3 | 0.0478 | 17.1 | 1015062.3 | 24.3 | Dry Low NOx Burners<br>Water Injection | Low Ozone Season Rate | 0.0407 | 0.0407 | 24.4 |  |  | 24.4
FL | Vandolah Power Project | 55415 | GT201 | Hardee | 2002-04-16 | 2220 | 182 | 27.5242 | -81.9236 | ARP, CAIRNOX, CAIROS, CAIRSO2, TRNOXOS | Combustion turbine | Pipeline Natural Gas | Diesel Oil | Dry Low NOx Burners<br>Water Injection | Electric Utility |  | 0.0582 | 11.77 | 460398.25 | 0.0623 | 10.363 | 411900.86 | 0.0979 | 35.605 | 766029.143 | 0.044 | 3.701 | 195776.953 | 0.0531 | 8.171 | 379566.294 | 0.0462 | 10.576 | 696944.522 | 0.0663 | 3.488 | 129841.854 | 0.0446 | 5.968 | 338346.528 | 0.0521 | 21.8 | 1357900.5 | 0.0503 | 17.4 | 973255.2 | 16.7 | Dry Low NOx Burners<br>Water Injection | Low Ozone Season Rate | 0.044 | 0.044 | 18.4 |  |  | 18.4
FL | Vandolah Power Project | 55415 | GT301 | Hardee | 2002-04-19 | 2220 | 182 | 27.5242 | -81.9236 | ARP, CAIRNOX, CAIROS, CAIRSO2, TRNOXOS | Combustion turbine | Pipeline Natural Gas | Diesel Oil | Dry Low NOx Burners<br>Water Injection | Electric Utility |  | 0.0638 | 9.967 | 320382.55 | 0.0779 | 10.33 | 323760.513 | 0.0702 | 15.323 | 511192.885 | 0.0431 | 2.121 | 110811.086 | 0.0585 | 5.24 | 228342.179 | 0.0431 | 1.599 | 116735.281 | 0.0516 | 8.296 | 451113.41 | 0.0417 | 18.141 | 1116025.835 | 0.0515 | 17.9 | 1178163.6 | 0.0529 | 7.4 | 404703.4 | 14.5 | Dry Low NOx Burners<br>Water Injection | Low Ozone Season Rate | 0.0417 | 0.0417 | 14.5 |  |  | 14.5
FL | Vandolah Power Project | 55415 | GT401 | Hardee | 2002-05-10 | 2220 | 182 | 27.5242 | -81.9236 | ARP, CAIRNOX, CAIROS, CAIRSO2, TRNOXOS | Combustion turbine | Pipeline Natural Gas | Diesel Oil | Dry Low NOx Burners<br>Water Injection | Electric Utility |  | 0.0519 | 9.319 | 345046.95 | 0.0777 | 7.536 | 243868.039 | 0.1024 | 18.951 | 414805.198 | 0.0415 | 1.915 | 110840.716 | 0.0433 | 4.149 | 277266.132 | 0.0486 | 1.947 | 132500.396 | 0.0519 | 2.35 | 144683.013 | 0.0404 | 15.874 | 1051968.847 | 0.0493 | 5.3 | 365018.7 | 0.0482 | 14.3 | 814777 | 4.5 | Dry Low NOx Burners<br>Water Injection | Low Ozone Season Rate | 0.0404 | 0.0404 | 4.3 |  |  | 4.3
FL | Vero Beach Municipal | 693 | 3 | Indian River | 1971-09-01 | 417 | 33 | 27.6311 | -80.3758 | ARP | Dry bottom wall-fired boiler | Pipeline Natural Gas | Residual Oil |  | Electric Utility | Electric Services | 0.1327 | 4.539 | 54496.073 | 0.1108 | 1.19 | 18528.645 | 0.1173 | 4.499 | 63563.752 | 0.053 | 1.576 | 42945.582 | 0.047 | 1.994 | 43166.021 | 0.0976 | 1.268 | 19327.332 | 0.0788 | 1.435 | 29993.233 |  |  |  | 0.071 | 0.2 | 4354.1 | 0.0849 | 0.2 | 4116.4 | 0.3 |  | Low Ozone Season Rate | 0.047 | 0.047 | 0.2 |  |  | 0.2
FL | Vero Beach Municipal | 693 | 4 | Indian River | 1976-06-01 | 715 | 55 | 27.6311 | -80.3758 | ARP | Dry bottom wall-fired boiler | Pipeline Natural Gas | Residual Oil |  | Electric Utility | Electric Services | 0.1214 | 11.401 | 167842.508 | 0.0975 | 1.366 | 26529.475 | 0.1106 | 7.466 | 122264.724 | 0.1101 | 8.404 | 130808.636 | 0.1177 | 10.617 | 154373.999 | 0.0961 | 6.117 | 92862.933 | 0.1154 | 8.732 | 122536.648 |  |  |  | 0.106 | 0.5 | 7136.7 | 0.1038 | 0.7 | 10753.4 | 0.3 |  | Low Ozone Season Rate | 0.0961 | 0.0961 | 0.5 |  |  | 0.5
FL | Vero Beach Municipal | 693 | **5 | Indian River | 1992-12-01 | 495 | 41.4 | 27.6311 | -80.3758 | CAIRNOX, CAIROS, CAIRSO2, TRNOXOS, ARP | Combined cycle | Pipeline Natural Gas | Diesel Oil |  | Electric Utility |  | 0.031 | 5.197 | 357597.359 | 0.0343 | 3.24 | 208231.028 | 0.035 | 4.322 | 259533.341 | 0.0239 | 2.86 | 258886.882 | 0.0315 | 4.178 | 277298.389 | 0.039 | 2.096 | 112532.556 | 0.036 | 3.864 | 226117.101 | 0.0256 | 3.338 | 300867.335 | 0.023 | 0.4 | 34133.9 | 0.0229 | 0.9 | 84209 | 1.9 |  | Low Ozone Season Rate | 0.0229 | 0.0229 | 0.4 |  |  | 0.4
FL | West County Energy Center | 56407 | WCCT1A | Palm Beach | 2009-05-21 | 2958 | 298 | 26.6986 | -80.3747 | ARP, CAIRNOX, CAIROS, CAIRSO2, TRNOXOS | Combined cycle | Pipeline Natural Gas | Diesel Oil | Dry Low NOx Burners<br>Water Injection<br>Ammonia Injection<br>Other<br>Selective Catalytic Reduction | Electric Utility | [22 empty] | 0.0062 | 19.531 | 7240929.991 | 0.0072 | 22.4 | 6761409.4 | 0.0074 | 31.2 | 8727193.7 | 62.2 | Dry Low NOx Burners<br>Water Injection<br>Ammonia Injection<br>Other<br>Selective Catalytic Reduction | Existing SCR | 0.0062 | 0.0062 | 19.3 |  |  | 19.3
FL | West County Energy Center | 56407 | WCCT1B | Palm Beach | 2009-05-02 | 2958 | 298 | 26.6986 | -80.3747 | ARP, CAIRNOX, CAIROS, CAIRSO2, TRNOXOS | Combined cycle | Pipeline Natural Gas | Diesel Oil | Dry Low NOx Burners<br>Water Injection<br>Ammonia Injection<br>Other<br>Selective Catalytic Reduction | Electric Utility | [22 empty] | 0.0097 | 22.126 | 5566846.38 | 0.0072 | 23.3 | 7405266.4 | 0.0069 | 27.8 | 8189515 | 68.2 | Dry Low NOx Burners<br>Water Injection<br>Ammonia Injection<br>Other<br>Selective Catalytic Reduction | Existing SCR | 0.0069 | 0.0069 | 22.3 |  |  | 22.3
FL | West County Energy Center | 56407 | WCCT1C | Palm Beach | 2009-04-19 | 2958 | 298 | 26.6986 | -80.3747 | ARP, CAIRNOX, CAIROS, CAIRSO2, TRNOXOS | Combined cycle | Pipeline Natural Gas | Diesel Oil | Dry Low NOx Burners<br>Water Injection<br>Ammonia Injection<br>Other<br>Selective Catalytic Reduction | Electric Utility | [22 empty] | 0.0069 | 19.967 | 6789764.875 | 0.008 | 24.6 | 6831888 | 0.0074 | 31.2 | 8655523.2 | 62.9 | Dry Low NOx Burners<br>Water Injection<br>Ammonia Injection<br>Other<br>Selective Catalytic Reduction | Existing SCR | 0.0069 | 0.0069 | 21.2 |  |  | 21.2
FL | West County Energy Center | 56407 | WCCT2A | Palm Beach | 2009-09-24 | 2958 | 298 | 26.6986 | -80.3747 | ARP, CAIRNOX, CAIROS, CAIRSO2, TRNOXOS | Combined cycle | Pipeline Natural Gas | Diesel Oil | Dry Low NOx Burners<br>Water Injection<br>Ammonia Injection<br>Other<br>Selective Catalytic Reduction | Electric Utility | [22 empty] | 0.0063 | 24.961 | 8315686.261 | 0.0102 | 34.1 | 7712949.9 | 0.0083 | 26.4 | 7062319.4 | 71 | Dry Low NOx Burners<br>Water Injection<br>Ammonia Injection<br>Other<br>Selective Catalytic Reduction | Existing SCR | 0.0063 | 0.0063 | 21.1 |  |  | 21.1
FL | West County Energy Center | 56407 | WCCT2B | Palm Beach | 2009-09-09 | 2958 | 298 | 26.6986 | -80.3747 | ARP, CAIRNOX, CAIROS, CAIRSO2, TRNOXOS | Combined cycle | Pipeline Natural Gas | Diesel Oil | Dry Low NOx Burners<br>Water Injection<br>Ammonia Injection<br>Other<br>Selective Catalytic Reduction | Electric Utility | [22 empty] | 0.0052 | 21.023 | 8362494.966 | 0.013 | 30.4 | 6082444.7 | 0.0077 | 24 | 6645313.3 | 56 | Dry Low NOx Burners<br>Water Injection<br>Ammonia Injection<br>Other<br>Selective Catalytic Reduction | Existing SCR | 0.0052 | 0.0052 | 12.2 |  |  | 12.2
FL | West County Energy Center | 56407 | WCCT2C | Palm Beach | 2009-09-02 | 2958 | 298 | 26.6986 | -80.3747 | ARP, CAIRNOX, CAIROS, CAIRSO2, TRNOXOS | Combined cycle | Pipeline Natural Gas | Diesel Oil | Dry Low NOx Burners<br>Water Injection<br>Ammonia Injection<br>Other<br>Selective Catalytic Reduction | Electric Utility | [22 empty] | 0.0052 | 21.58 | 8518706.415 | 0.0096 | 27.4 | 7009036.3 | 0.0079 | 24.5 | 6711625.6 | 64.5 | Dry Low NOx Burners<br>Water Injection<br>Ammonia Injection<br>Other<br>Selective Catalytic Reduction | Existing SCR | 0.0052 | 0.0052 | 14.8 |  |  | 14.8
FL | West County Energy Center | 56407 | WCCT3A | Palm Beach | 2010-12-29 | 3098 | 298 | 26.6986 | -80.3747 | ARP, CAIRNOX, CAIROS, CAIRSO2, TRNOXOS | Combined cycle | Pipeline Natural Gas | Diesel Oil | Dry Low NOx Burners<br>Water Injection<br>Other<br>Selective Catalytic Reduction | Electric Utility | [25 empty] | 0.0076 | 30.1 | 8505282.4 | 0.0073 | 32.2 | 8960132.8 | 74.8 | Dry Low NOx Burners<br>Water Injection<br>Other<br>Selective Catalytic Reduction | Existing SCR | 0.0073 | 0.0073 | 28.9 |  |  | 28.9
FL | West County Energy Center | 56407 | WCCT3B | Palm Beach | 2010-12-03 | 3098 | 298 | 26.6986 | -80.3747 | ARP, CAIRNOX, CAIROS, CAIRSO2, TRNOXOS | Combined cycle | Pipeline Natural Gas | Diesel Oil | Dry Low NOx Burners<br>Water Injection<br>Other<br>Selective Catalytic Reduction | Electric Utility | [25 empty] | 0.0061 | 25.3 | 8593771.7 | 0.0075 | 30.3 | 8353716.6 | 75.5 | Dry Low NOx Burners<br>Water Injection<br>Other<br>Selective Catalytic Reduction | Existing SCR | 0.0061 | 0.0061 | 25.3 |  |  | 25.3
FL | West County Energy Center | 56407 | WCCT3C | Palm Beach | 2010-12-18 | 3098 | 298 | 26.6986 | -80.3747 | ARP, CAIRNOX, CAIROS, CAIRSO2, TRNOXOS | Combined cycle | Pipeline Natural Gas | Diesel Oil | Dry Low NOx Burners<br>Water Injection<br>Other<br>Selective Catalytic Reduction | Electric Utility | [25 empty] | 0.0069 | 28.7 | 8569421 | 0.0079 | 31.8 | 8508041.3 | 75.3 | Dry Low NOx Burners<br>Water Injection<br>Other<br>Selective Catalytic Reduction | Existing SCR | 0.0069 | 0.0069 | 28.7 |  |  | 28.7
GA | AL Sandersville Energy Facility | 55672 | CT1 | Washington | 2002-05-24 | 1150 | 86.5 | 33.1189 | -82.8608 | ARP, CAIRNOX, CAIRSO2, TRNOX, TRNOXOS, TRSO2G2 | Combustion turbine | Pipeline Natural Gas |  | Dry Low NOx Burners | Electric Utility |  |  |  |  | 0.0572 | 0.135 | 10116.975 | 0.052 | 0.276 | 17372.806 | 0.0496 | 0.68 | 52603.129 | 0.0338 | 1.602 | 123247.41 | 0.0535 | 0.179 | 12257.916 | 0.0694 | 0.069 | 3573.438 | 0.0428 | 1.079 | 64493.55 | 0.0275 | 0.1 | 11494.5 | 0.0363 | 0.6 | 52372.6 | 0.3 | Dry Low NOx Burners | Low Ozone Season Rate | 0.0275 | 0.0275 | 0.1 |  |  | 0.1
GA | AL Sandersville Energy Facility | 55672 | CT2 | Washington | 2002-05-24 | 1150 | 86.5 | 33.1189 | -82.8608 | ARP, CAIRNOX, CAIRSO2, TRNOX, TRNOXOS, TRSO2G2 | Combustion turbine | Pipeline Natural Gas |  | Dry Low NOx Burners | Electric Utility |  |  |  |  | 0.0491 | 0.114 | 8520.67 | 0.0439 | 0.115 | 8768.463 | 0.0525 | 0.453 | 34483.347 | 0.0309 | 1.375 | 122107.194 | 0.0321 | 0.218 | 21373.77 | 0.0257 | 0.056 | 4640.328 | 0.0437 | 1.18 | 71254.612 | 0.0381 | 0.3 | 17034.6 | 0.0311 | 0.8 | 48909.4 | 0.4 | Dry Low NOx Burners | Low Ozone Season Rate | 0.0257 | 0.0257 | 0.2 |  |  | 0.2
GA | AL Sandersville Energy Facility | 55672 | CT3 | Washington | 2002-05-25 | 1150 | 86.5 | 33.1189 | -82.8608 | ARP, CAIRNOX, CAIRSO2, TRNOX, TRNOXOS, TRSO2G2 | Combustion turbine | Pipeline Natural Gas |  | Dry Low NOx Burners | Electric Utility |  |  |  |  | 0.053 | 0.096 | 7295.388 | 0.0417 | 0.19 | 16264.095 | 0.0407 | 0.565 | 44462.698 | 0.0374 | 1.633 | 121605.132 | 0.0367 | 0.259 | 20497.95 | 0.094 | 0.318 | 9184.445 | 0.0388 | 0.979 | 65561.232 | 0.0361 | 0.3 | 24076.2 | 0.0377 | 0.2 | 18727.3 | 0.6 | Dry Low NOx Burners | Low Ozone Season Rate | 0.0361 | 0.0361 | 0.3 |  |  | 0.3
GA | AL Sandersville Energy Facility | 55672 | CT4 | Washington | 2002-05-25 | 1150 | 86.5 | 33.1189 | -82.8608 | ARP, CAIRNOX, CAIRSO2, TRNOX, TRNOXOS, TRSO2G2 | Combustion turbine | Pipeline Natural Gas |  | Dry Low NOx Burners | Electric Utility |  |  |  |  | 0.0542 | 0.096 | 7528.002 |  |  |  | 0.0368 | 0.725 | 58042.352 | 0.0314 | 1.389 | 116561.28 | 0.0324 | 0.313 | 26350.764 | 0.0345 | 0.087 | 8103.15 | 0.0376 | 1.075 | 72493.146 | 0.0358 | 0.2 | 17329.9 | 0.0376 | 0.2 | 18817.7 | 0.4 | Dry Low NOx Burners | Low Ozone Season Rate | 0.0314 | 0.0314 | 0.2 |  |  | 0.2
GA | AL Sandersville Energy Facility | 55672 | CT5 | Washington | 2002-06-06 | 1150 | 86.5 | 33.1189 | -82.8608 | ARP, CAIRNOX, CAIRSO2, TRNOX, TRNOXOS, TRSO2G2 | Combustion turbine | Pipeline Natural Gas |  | Dry Low NOx Burners | Electric Utility |  |  |  |  | 0.0621 | 0.091 | 6863.483 | 0.0608 | 0.157 | 11139.21 | 0.0454 | 0.563 | 42155.22 | 0.0282 | 1.95 | 172545.186 | 0.0324 | 0.345 | 29934.036 | 0.0462 | 0.072 | 5939.142 | 0.0397 | 1.059 | 66445.368 | 0.0346 | 0.2 | 18621.4 | 0.0369 | 0.6 | 56643.2 | 0.4 | Dry Low NOx Burners | Low Ozone Season Rate | 0.0282 | 0.0282 | 0.2 |  |  | 0.2
GA | AL Sandersville Energy Facility | 55672 | CT6 | Washington | 2002-06-06 | 1150 | 86.5 | 33.1189 | -82.8608 | ARP, CAIRNOX, CAIRSO2, TRNOX, TRNOXOS, TRSO2G2 | Combustion turbine | Pipeline Natural Gas |  | Dry Low NOx Burners | Electric Utility |  |  |  |  | 0.0721 | 0.179 | 6650.566 | 0.0766 | 0.033 | 1738.294 | 0.048 | 0.333 | 25896.107 | 0.0323 | 1.67 | 137685.438 | 0.0377 | 0.304 | 22080.564 | 0.0486 | 0.042 | 2569.248 | 0.0434 | 1.229 | 64473.156 | 0.0384 | 0.2 | 17097.5 | 0.0406 | 0.7 | 51454.8 | 0.4 | Dry Low NOx Burners | Low Ozone Season Rate | 0.0323 | 0.0323 | 0.2 |  |  | 0.2
GA | AL Sandersville Energy Facility | 55672 | CT7 | Washington | 2002-06-13 | 1150 | 86.5 | 33.1189 | -82.8608 | ARP, CAIRNOX, CAIRSO2, TRNOX, TRNOXOS, TRSO2G2 | Combustion turbine | Pipeline Natural Gas |  | Dry Low NOx Burners | Electric Utility |  |  |  |  | 0.0569 | 0.126 | 6913.099 |  |  |  | 0.047 | 0.58 | 38600.437 | 0.0379 | 1.473 | 104127.078 | 0.0364 | 0.338 | 25379.64 | 0.0359 | 0.067 | 5059.758 | 0.0436 | 1.175 | 65033.674 | 0.0369 | 0.2 | 13810.8 | 0.0378 | 0.3 | 22280.1 | 0.3 | Dry Low NOx Burners | Low Ozone Season Rate | 0.0359 | 0.0359 | 0.2 |  |  | 0.2
GA | AL Sandersville Energy Facility | 55672 | CT8 | Washington | 2002-06-19 | 1150 | 86.5 | 33.1189 | -82.8608 | ARP, CAIRNOX, CAIRSO2, TRNOX, TRNOXOS, TRSO2G2 | Combustion turbine | Pipeline Natural Gas |  | Dry Low NOx Burners | Electric Utility |  |  |  |  | 0.1174 | 0.393 | 8567.099 |  |  |  | 0.0553 | 0.223 | 16083.232 | 0.0336 | 1.358 | 107993.292 | 0.0301 | 0.29 | 24991.296 | 0.0663 | 0.053 | 3295.908 | 0.0523 | 1.207 | 51054.3 | 0.0335 | 0.2 | 13976.4 | 0.0371 | 0.3 | 22492.5 | 0.3 | Dry Low NOx Burners | Low Ozone Season Rate | 0.0301 | 0.0301 | 0.2 |  |  | 0.2
GA | Allen B Wilson Combustion Turbine Plant | 6258 | 1A | Burke | 1972-12-01 | 840 | 53.1 | 33.138 | -81.748 | CAIRNOX, CAIRSO2, TRNOX, TRNOXOS, TRSO2G2 | Combustion turbine | Diesel Oil |  |  | Electric Utility | [16 empty] | 0.5371 | 1.067 | 3583.792 | 0.5297 | 0.816 | 2803.139 | 0.5844 | 1.162 | 3875.647 | 0.5347 | 1.2 | 4130.2 | 0.5541 | 2.2 | 7558.5 | 0.1 | None Reported | Water Injection | 0.5297 | 0.31782 | 0.7 |  |  | 0.7
GA | Allen B Wilson Combustion Turbine Plant | 6258 | 1B | Burke | 1972-12-01 | 840 | 53.1 | 33.138 | -81.748 | CAIRNOX, CAIRSO2, TRNOX, TRNOXOS, TRSO2G2 | Combustion turbine | Diesel Oil |  |  | Electric Utility | [16 empty] | 0.5254 | 2.347 | 7886.713 | 0.5266 | 1.504 | 5245.874 | 0.5425 | 1.087 | 3546.98 | 0.5516 | 1.6 | 5291 | 0.5768 | 1.8 | 5897.9 | 0.2 | None Reported | Water Injection | 0.5254 | 0.31524 | 0.9 |  |  | 0.9
GA | Allen B Wilson Combustion Turbine Plant | 6258 | 1C | Burke | 1973-02-01 | 840 | 53.1 | 33.138 | -81.748 | CAIRNOX, CAIRSO2, TRNOX, TRNOXOS, TRSO2G2 | Combustion turbine | Diesel Oil |  |  | Electric Utility | [16 empty] | 0.5541 | 1.019 | 3481.123 | 0.4357 | 0.866 | 3428.431 | 0.4468 | 0.906 | 3365.908 | 0.4565 | 0.8 | 2975.1 | 0.4923 | 0.9 | 3449.7 | 0.1 | None Reported | Water Injection | 0.4357 | 0.26142 | 0.4 |  |  | 0.4
GA | Allen B Wilson Combustion Turbine Plant | 6258 | 1D | Burke | 1973-02-01 | 840 | 53.1 | 33.138 | -81.748 | CAIRNOX, CAIRSO2, TRNOX, TRNOXOS, TRSO2G2 | Combustion turbine | Diesel Oil |  |  | Electric Utility | [16 empty] | 0.4417 | 0.868 | 3493.02 | 0.3643 | 0.685 | 2978.898 | 0.4667 | 0.883 | 3480.834 | 0.4056 | 0.7 | 3010.1 | 0.4823 | 1.1 | 4417.3 | 0.1 | None Reported | Water Injection | 0.3643 | 0.21858 | 0.4 |  |  | 0.4
GA | Allen B Wilson Combustion Turbine Plant | 6258 | 1E | Burke | 1973-04-01 | 840 | 53.1 | 33.138 | -81.748 | CAIRNOX, CAIRSO2, TRNOX, TRNOXOS, TRSO2G2 | Combustion turbine | Diesel Oil |  |  | Electric Utility | [16 empty] | 0.5368 | 0.801 | 2814.241 | 0.5213 | 0.679 | 2470.791 | 0.4948 | 0.646 | 2422.178 | 0.4833 | 0.9 | 3480.3 | 0.4841 | 0.8 | 3004.2 | 0.1 | None Reported | Water Injection | 0.4833 | 0.28998 | 0.6 |  |  | 0.6
GA | Allen B Wilson Combustion Turbine Plant | 6258 | 1F | Burke | 1973-04-01 | 840 | 53.1 | 33.138 | -81.748 | CAIRNOX, CAIRSO2, TRNOX, TRNOXOS, TRSO2G2 | Combustion turbine | Diesel Oil |  |  | Electric Utility | [16 empty] | 0.5548 | 0.911 | 3015.698 | 0.5239 | 1.594 | 5723.236 | 0.5141 | 0.715 | 2488.364 | 0.4968 | 1 | 3739.2 | 0.5642 | 1 | 3497.8 | 0.1 | None Reported | Water Injection | 0.4968 | 0.29808 | 0.6 |  |  | 0.6
GA | Baconton | 55304 | CT1 | Mitchell | 2000-06-15 | 614 | 60 | 31.3869 | -84.0819 | ARP, CAIRNOX, CAIRSO2, TRNOX, TRNOXOS, TRSO2G2 | Combustion turbine | Pipeline Natural Gas | Diesel Oil | Water Injection | Electric Utility |  | 0.1177 | 0.469 | 10327.95 |  |  |  | 0.1112 | 1.492 | 31063.1 | 0.098 | 1.689 | 37964.178 | 0.0956 | 2.346 | 57323.352 | 0.0991 | 0.806 | 19786.418 | 0.1037 | 9.332 | 211129.188 | 0.0956 | 17.347 | 413369.94 | 0.0964 | 16.3 | 370442.3 | 0.1027 | 16.4 | 349652.4 | 16.4 | Water Injection | Low Ozone Season Rate | 0.0956 | 0.0956 | 16.1 |  |  | 16.1
GA | Baconton | 55304 | CT4 | Mitchell | 2000-06-15 | 614 | 60 | 31.3869 | -84.0819 | ARP, CAIRNOX, CAIRSO2, TRNOX, TRNOXOS, TRSO2G2 | Combustion turbine | Pipeline Natural Gas | Diesel Oil | Water Injection | Electric Utility |  | 0.1063 | 2.017 | 41679.725 | 0.0877 | 0.145 | 3612.45 | 0.0988 | 1.941 | 49697.275 | 0.0964 | 2.662 | 61978.706 | 0.1018 | 3.998 | 95076.614 | 0.1032 | 1.13 | 26619.127 | 0.1017 | 9.451 | 220804.901 | 0.0903 | 15.969 | 405960.103 | 0.0881 | 14.7 | 367357.5 | 0.0952 | 15.1 | 343172 | 16.3 | Water Injection | Low Ozone Season Rate | 0.0877 | 0.0877 | 14.6 |  |  | 14.6
GA | Baconton | 55304 | CT5 | Mitchell | 2000-07-01 | 614 | 60 | 31.3869 | -84.0819 | ARP, CAIRNOX, CAIRSO2, TRNOX, TRNOXOS, TRSO2G2 | Combustion turbine | Pipeline Natural Gas | Diesel Oil | Water Injection | Electric Utility |  | 0.114 | 2.572 | 46544.4 | 0.2535 | 0.009 | 68.125 | 0.1263 | 1.951 | 37174.65 | 0.1016 | 3.256 | 72561.116 | 0.0976 | 4.389 | 103080.924 | 0.1066 | 0.871 | 19371.454 | 0.1032 | 9.487 | 213857.71 | 0.0976 | 17.665 | 410347.982 | 0.0981 | 16.5 | 363919.1 | 0.0981 | 16.1 | 349637.4 | 16.1 | Water Injection | Low Ozone Season Rate | 0.0976 | 0.0976 | 16.5 |  |  | 16.5
GA | Baconton | 55304 | CT6 | Mitchell | 2000-08-15 | 614 | 60 | 31.3869 | -84.0819 | ARP, CAIRNOX, CAIRSO2, TRNOX, TRNOXOS, TRSO2G2 | Combustion turbine | Pipeline Natural Gas | Diesel Oil | Water Injection | Electric Utility |  | 0.1218 | 1.891 | 37897.8 | 0.1074 | 0.185 | 3416.95 | 0.1197 | 1.891 | 33151.65 | 0.1051 | 3.179 | 69702.904 | 0.105 | 2.083 | 48225.14 | 0.1164 | 0.316 | 7035.225 | 0.0906 | 8.715 | 219905.39 | 0.0967 | 17.587 | 389738.553 | 0.0923 | 15.7 | 363240.7 | 0.1033 | 15.2 | 316402.2 | 16.1 | Water Injection | Low Ozone Season Rate | 0.0906 | 0.0906 | 15.4 |  |  | 15.4
GA | Bowen | 703 | 1BLR | Bartow | 1971-10-21 | 8437 | 805.8 | 34.1256 | -84.9192 | ARP | Tangentially-fired | Coal |  | Low NOx Burner Technology w/ Separated OFA<br>Selective Catalytic Reduction | Electric Utility | Electric Services | 0.057 | 562.393 | 20400000 | 0.0576 | 607.024 | 21700000 | 0.0565 | 646.2 | 23000000 | 0.0553 | 576.948 | 21200000 | 0.0549 | 624.319 | 22700000 | 0.0547 | 599.974 | 21800000 | 0.059 | 636.427 | 22200000 | 0.056 | 611.082 | 22000000 | 0.0565 | 485.8 | 17200000 | 0.0646 | 521.7 | 16500000 | 55.5 | SCR | Existing SCR | 0.0547 | 0.0547 | 470.3 |  |  | 470.3
GA | Bowen | 703 | 2BLR | Bartow | 1972-09-26 | 7917 | 788.8 | 34.1256 | -84.9192 | ARP | Tangentially-fired | Coal |  | Low NOx Burner Technology w/ Separated OFA<br>Selective Catalytic Reduction | Electric Utility | Electric Services | 0.0565 | 616.835 | 22400000 | 0.0579 | 661.58 | 23700000 | 0.0565 | 668.926 | 24000000 | 0.0543 | 620.792 | 23000000 | 0.0576 | 650.39 | 23200000 | 0.0567 | 601.624 | 21300000 | 0.0575 | 641.816 | 22800000 | 0.0562 | 638.212 | 23200000 | 0.0651 | 454.7 | 14300000 | 0.0689 | 445.2 | 13200000 | 49.3 | SCR | Existing SCR | 0.0543 | 0.0543 | 379.3 |  |  | 379.3
GA | Bowen | 703 | 3BLR | Bartow | 1974-12-11 | 9492 | 952 | 34.1256 | -84.9192 | ARP | Tangentially-fired | Coal |  | Low NOx Burner Technology w/ Separated OFA<br>Selective Catalytic Reduction (Began May 01, 2003) | Electric Utility | Electric Services | 0.0586 | 779.019 | 27200000 | 0.0535 | 698.053 | 25900000 | 0.0564 | 760.991 | 27600000 | 0.0553 | 805.059 | 29500000 | 0.0555 | 850.499 | 31200000 | 0.0579 | 828.027 | 29200000 | 0.0586 | 810.813 | 28200000 | 0.0556 | 801.571 | 29100000 | 0.0575 | 679.2 | 23800000 | 0.0565 | 254.2 | 8954971 | 68.2 | SCR | Existing SCR | 0.0535 | 0.0535 | 632 |  |  | 632
GA | Bowen | 703 | 4BLR | Bartow | 1975-11-14 | 9446 | 952 | 34.1256 | -84.9192 | ARP | Tangentially-fired | Coal |  | Low NOx Burner Technology w/ Separated OFA<br>Selective Catalytic Reduction (Began May 01, 2003) | Electric Utility | Electric Services | 0.0556 | 741.735 | 27000000 | 0.0554 | 702.1 | 25400000 | 0.0549 | 802.728 | 29700000 | 0.0581 | 797.682 | 28200000 | 0.0558 | 735.876 | 26600000 | 0.0586 | 723.084 | 25400000 | 0.0566 | 746.877 | 26600000 | 0.0552 | 786.197 | 28800000 | 0.0556 | 666 | 24000000 | 0.0671 | 561.6 | 17500000 | 69.2 | SCR | Existing SCR | 0.0549 | 0.0549 | 657.7 |  |  | 657.7
GA | Bowen | 703 | 6A | Bartow | 1971-05-29 | 252.5 | 41.8 | 34.1256 | -84.9192 | CAIRNOX, CAIRSO2, TRNOX, TRNOXOS, TRSO2G2 | Combustion turbine | Diesel Oil |  |  | Electric Utility | [19 empty] | 0.526 | 0.009 | 33.543 | [6 empty] | 0.526 | 0 | 0.7 | 0 | None Reported | Water Injection | 0.526 | 0.3156 | 0 |  |  | 0
GA | Bowen | 703 | 6B | Bartow | 1971-05-29 | 252.5 | 41.8 | 34.1256 | -84.9192 | CAIRNOX, CAIRSO2, TRNOX, TRNOXOS, TRSO2G2 | Combustion turbine | Diesel Oil |  |  | Electric Utility | [19 empty] | 0.393 | 0.003 | 15.476 | [6 empty] | 0.393 | 0 | 25.6 | 0 | None Reported | Water Injection | 0.393 | 0.2358 | 0 |  |  | 0
GA | Chattahoochee Energy Facility | 7917 | 8A | Heard | 2002-11-25 | 1808 | 176 | 33.407 | -85.0387 | ARP, CAIRNOX, CAIRSO2, TRNOX, TRNOXOS, TRSO2G2 | Combined cycle | Pipeline Natural Gas |  | Selective Catalytic Reduction | Electric Utility |  | 0.0141 | 12.474 | 2284530.55 | 0.0195 | 18.51 | 2650001.025 | 0.021 | 20.032 | 2785470.3 | 0.0225 | 24.659 | 3373624.7 | 0.0184 | 25.177 | 3958398.1 | 0.0223 | 22.184 | 3064070.925 | 0.0186 | 25.472 | 3885405.475 | 0.015 | 24.278 | 4323917.05 | 0.0142 | 26 | 4641382.5 | 0.0123 | 27.3 | 5204790.9 | 69.9 | Selective Catalytic Reduction | Existing SCR | 0.0123 | 0.0123 | 22.5 |  |  | 22.5
GA | Chattahoochee Energy Facility | 7917 | 8B | Heard | 2002-11-27 | 1800 | 176 | 33.407 | -85.0387 | ARP, CAIRNOX, CAIRSO2, TRNOX, TRNOXOS, TRSO2G2 | Combined cycle | Pipeline Natural Gas |  | Selective Catalytic Reduction | Electric Utility |  | 0.0154 | 11.455 | 1962443.375 | 0.023 | 18.039 | 2356755.875 | 0.0231 | 15.701 | 2072550.35 | 0.0217 | 18.088 | 2686627.35 | 0.0196 | 21.689 | 3337448.3 | 0.022 | 17.402 | 2478736.9 | 0.022 | 23.362 | 3267153.175 | 0.0153 | 22.752 | 3941762.15 | 0.016 | 23.7 | 4006319.4 | 0.0139 | 24.9 | 4482636.8 | 60.6 | Selective Catalytic Reduction | Existing SCR | 0.0139 | 0.0139 | 20.6 |  |  | 20.6
GA | Dahlberg (Jackson County) | 7765 | 1 | Jackson | 2000-05-16 | 1250 |  | 34.0386 | -83.3972 | ARP, CAIRNOX, CAIRSO2, TRNOX, TRNOXOS, TRSO2G2 | Combustion turbine | Pipeline Natural Gas | Diesel Oil | Dry Low NOx Burners<br>Water Injection | Electric Utility |  | 0.0481 | 0.261 | 17000.475 | 0.0353 | 0.682 | 48651.35 | 0.0425 | 0.923 | 56288.35 | 0.0404 | 1.608 | 108152.55 | 0.0375 | 2.709 | 184777.925 | 0.0523 | 2.033 | 106255.1 | 0.0383 | 0.182 | 13203.5 | 0.0317 | 1.278 | 104899.725 | 0.0351 | 1.2 | 82540.9 | 0.0325 | 2.2 | 175824.1 | 1.8 | Dry Low NOx Burners<br>Water Injection | Low Ozone Season Rate | 0.0317 | 0.0317 | 1 |  |  | 1
GA | Dahlberg (Jackson County) | 7765 | 2 | Jackson | 2000-05-30 | 1250 |  | 34.0386 | -83.3972 | ARP, CAIRNOX, CAIRSO2, TRNOX, TRNOXOS, TRSO2G2 | Combustion turbine | Pipeline Natural Gas | Diesel Oil | Dry Low NOx Burners<br>Water Injection | Electric Utility |  | 0.0419 | 0.404 | 25482.725 | 0.0409 | 1.136 | 75356.3 | 0.0415 | 1.03 | 71096.425 | 0.0383 | 0.726 | 50617.05 | 0.0251 | 2.068 | 241765.3 | 0.0405 | 0.883 | 62920.575 | 0.0326 | 3.359 | 271940.925 | 0.033 | 2.208 | 179411.175 | 0.0368 | 2.5 | 167175.1 | 0.0319 | 3 | 246229 | 3.6 | Dry Low NOx Burners<br>Water Injection | Low Ozone Season Rate | 0.0251 | 0.0251 | 1.7 |  |  | 1.7
GA | Dahlberg (Jackson County) | 7765 | 3 | Jackson | 2000-05-22 | 1250 |  | 34.0386 | -83.3972 | ARP, CAIRNOX, CAIRSO2, TRNOX, TRNOXOS, TRSO2G2 | Combustion turbine | Pipeline Natural Gas | Diesel Oil | Dry Low NOx Burners<br>Water Injection | Electric Utility |  | 0.0354 | 0.346 | 24139.625 | 0.0423 | 0.685 | 42290.4 | 0.0404 | 0.872 | 56593.75 | 0.0402 | 1.378 | 96231.75 | 0.0351 | 2.639 | 193688.525 | 0.0421 | 1.374 | 90822.85 | 0.0374 | 0.185 | 13157.675 | 0.0307 | 1.902 | 148233.875 | 0.033 | 1.2 | 86412.2 | 0.0319 | 2 | 157260.6 | 1.9 | Dry Low NOx Burners<br>Water Injection | Low Ozone Season Rate | 0.0307 | 0.0307 | 1.1 |  |  | 1.1
GA | Dahlberg (Jackson County) | 7765 | 4 | Jackson | 2000-05-16 | 1250 |  | 34.0386 | -83.3972 | ARP, CAIRNOX, CAIRSO2, TRNOX, TRNOXOS, TRSO2G2 | Combustion turbine | Pipeline Natural Gas | Diesel Oil | Dry Low NOx Burners<br>Water Injection | Electric Utility |  | 0.0479 | 0.677 | 38598.275 | 0.0413 | 1.068 | 70663.5 | 0.0397 | 0.892 | 64219.8 | 0.0353 | 0.609 | 47205 | 0.1297 | 13.178 | 203076.275 | 0.0349 | 1.174 | 92720.075 | 0.0353 | 3.615 | 275234.325 | 0.0345 | 6.743 | 473930.7 | 0.0457 | 8 | 422103.3 | 0.034 | 9.6 | 652788.1 | 9.2 | Dry Low NOx Burners<br>Water Injection | Low Ozone Season Rate | 0.034 | 0.034 | 5.9 |  |  | 5.9
GA | Dahlberg (Jackson County) | 7765 | 5 | Jackson | 2000-05-26 | 1250 |  | 34.0386 | -83.3972 | ARP, CAIRNOX, CAIRSO2, TRNOX, TRNOXOS, TRSO2G2 | Combustion turbine | Pipeline Natural Gas | Diesel Oil | Dry Low NOx Burners<br>Water Injection | Electric Utility |  | 0.0454 | 0.856 | 55520.75 | 0.0372 | 0.756 | 54041.775 | 0.0401 | 0.713 | 50339.65 | 0.0396 | 1.232 | 91094.075 | 0.0365 | 2.353 | 166648.9 | 0.0389 | 1.188 | 87334.15 | 0.0397 | 0.182 | 12740.375 | 0.0323 | 1.313 | 107465.725 | 0.0309 | 1 | 77680.3 | 0.0317 | 1.8 | 147565.1 | 1.7 | Dry Low NOx Burners<br>Water Injection | Low Ozone Season Rate | 0.0309 | 0.0309 | 1 |  |  | 1
GA | Dahlberg (Jackson County) | 7765 | 6 | Jackson | 2000-05-25 | 1250 |  | 34.0386 | -83.3972 | ARP, CAIRNOX, CAIRSO2, TRNOX, TRNOXOS, TRSO2G2 | Combustion turbine | Pipeline Natural Gas | Diesel Oil | Dry Low NOx Burners<br>Water Injection | Electric Utility |  | 0.0427 | 0.32 | 20167.6 | 0.0421 | 1.182 | 75660.625 | 0.0413 | 1.123 | 73034.575 | 0.0409 | 0.94 | 59217.875 | 0.1173 | 9.154 | 171824.9 | 0.0351 | 0.472 | 32075.525 | 0.0364 | 3.584 | 251411.675 | 0.0352 | 3.018 | 219464.125 | 0.0334 | 2 | 155338.4 | 0.0291 | 3.8 | 319305.8 | 3.4 | Dry Low NOx Burners<br>Water Injection | Low Ozone Season Rate | 0.0291 | 0.0291 | 1.8 |  |  | 1.8
GA | Dahlberg (Jackson County) | 7765 | 7 | Jackson | 2000-06-06 | 1250 |  | 34.0386 | -83.3972 | ARP, CAIRNOX, CAIRSO2, TRNOX, TRNOXOS, TRSO2G2 | Combustion turbine | Pipeline Natural Gas | Diesel Oil | Dry Low NOx Burners<br>Water Injection | Electric Utility |  | 0.0476 | 0.703 | 40060 | 0.043 | 1.411 | 92139.125 | 0.0419 | 1.046 | 70696.425 | 0.0369 | 0.769 | 52050.875 | 0.0351 | 2.362 | 173531.775 | 0.0467 | 0.991 | 64791.65 | 0.045 | 0.094 | 5527 | 0.0287 | 1.682 | 145212.775 | 0.0338 | 1.3 | 99398.6 | 0.0343 | 3.3 | 244932.6 | 2.2 | Dry Low NOx Burners<br>Water Injection | Low Ozone Season Rate | 0.0287 | 0.0287 | 1.1 |  |  | 1.1
GA | Dahlberg (Jackson County) | 7765 | 8 | Jackson | 2000-06-14 | 1250 |  | 34.0386 | -83.3972 | ARP, CAIRNOX, CAIRSO2, TRNOX, TRNOXOS, TRSO2G2 | Combustion turbine | Pipeline Natural Gas | Diesel Oil | Dry Low NOx Burners<br>Water Injection | Electric Utility |  | 0.0463 | 0.941 | 52212.825 | 0.0368 | 0.831 | 61050.65 | 0.0363 | 0.982 | 73245.275 | 0.0355 | 0.711 | 54339.225 | 0.0335 | 1.816 | 154120.25 | 0.0337 | 0.321 | 24643.95 | 0.0319 | 3.392 | 278073.95 | 0.0301 | 1.875 | 165845.45 | 0.0334 | 1.9 | 144369.9 | 0.0335 | 3.3 | 241619.1 | 3.1 | Dry Low NOx Burners<br>Water Injection | Low Ozone Season Rate | 0.0301 | 0.0301 | 1.8 |  |  | 1.8
GA | Dahlberg (Jackson County) | 7765 | 9 | Jackson | 2001-05-25 | 1250 |  | 34.0386 | -83.3972 | ARP, CAIRNOX, CAIRSO2, TRNOX, TRNOXOS, TRSO2G2 | Combustion turbine | Pipeline Natural Gas | Diesel Oil | Dry Low NOx Burners<br>Water Injection | Electric Utility |  | 0.0409 | 0.842 | 58366.1 | 0.0395 | 0.987 | 64242.075 | 0.0427 | 1.494 | 91467.25 | 0.0357 | 0.837 | 58553.1 | 0.1158 | 11.872 | 209862.025 | 0.04 | 0.803 | 51821.825 | 0.0417 | 4.921 | 294852.825 | 0.0356 | 6.757 | 471784.575 | 0.0371 | 6 | 415792.8 | 0.0338 | 8.9 | 655702.2 | 9.1 | Dry Low NOx Burners<br>Water Injection | Low Ozone Season Rate | 0.0338 | 0.0338 | 5.5 |  |  | 5.5
GA | Dahlberg (Jackson County) | 7765 | 10 | Jackson | 2001-05-05 | 1250 |  | 34.0386 | -83.3972 | ARP, CAIRNOX, CAIRSO2, TRNOX, TRNOXOS, TRSO2G2 | Combustion turbine | Pipeline Natural Gas | Diesel Oil | Dry Low NOx Burners<br>Water Injection | Electric Utility |  | 0.0432 | 1.106 | 73456.875 | 0.0403 | 0.932 | 64051.25 | 0.0406 | 0.909 | 62138.775 | 0.0406 | 0.758 | 53551.525 | 0.0744 | 7.117 | 207386.125 | 0.0382 | 0.489 | 33066.525 | 0.0339 | 3.485 | 280949.475 | 0.0359 | 2.816 | 202424.925 | 0.0368 | 1.2 | 86787.7 | 0.0337 | 3.8 | 293253.7 | 1.9 | Dry Low NOx Burners<br>Water Injection | Low Ozone Season Rate | 0.0337 | 0.0337 | 1.1 |  |  | 1.1
GA | Doyle Generating Facility | 55244 | CTG-1 | Walton | 2000-05-19 | 850 | 64 | 33.8376 | -83.6996 | ARP, CAIRNOX, CAIRSO2, TRNOX, TRNOXOS, TRSO2G2 | Combustion turbine | Pipeline Natural Gas |  | Dry Low NOx Burners | Electric Utility |  | 0.1211 | 0.462 | 9025.7 | 0.0911 | 1.353 | 30805.625 | 0.1033 | 1.645 | 33270.275 | 0.0986 | 3.957 | 82749.7 | 0.1053 | 4.647 | 94993.29 | 0.1879 | 0.64 | 9682.36 | 0.6774 | 4.695 | 14624.967 | 0.2864 | 4.961 | 49934.967 | 0.09 | 16.4 | 384243.8 | 0.0993 | 5 | 105317.4 | 12.3 | Dry Low NOx Burners | Low Ozone Season Rate | 0.09 | 0.09 | 16.4 |  |  | 16.4
GA | Doyle Generating Facility | 55244 | CTG-2 | Walton | 2000-04-05 | 850 | 71.8 | 33.8376 | -83.6996 | ARP, CAIRNOX, CAIRSO2, TRNOX, TRNOXOS, TRSO2G2 | Combustion turbine | Pipeline Natural Gas |  | Dry Low NOx Burners | Electric Utility |  | 0.1019 | 0.208 | 6063.625 | 0.0721 | 0.712 | 21596.95 | 0.0814 | 2.107 | 54366.65 | 0.0832 | 4.068 | 100162.475 | 0.0864 | 4.222 | 102380.014 | 0.1227 | 0.602 | 10629.811 | 1.5484 | 9.063 | 10706.27 | 0.5397 | 15.595 | 72778.276 | 0.3995 | 80 | 447601 | 0.2446 | 11 | 115266.2 | 14.3 | Dry Low NOx Burners | Low Ozone Season Rate | 0.0721 | 0.0721 | 14.4 |  |  | 14.4
GA | Doyle Generating Facility | 55244 | CTG-3 | Walton | 2000-05-07 | 850 | 71.8 | 33.8376 | -83.6996 | ARP, CAIRNOX, CAIRSO2, TRNOX, TRNOXOS, TRSO2G2 | Combustion turbine | Pipeline Natural Gas |  | Dry Low NOx Burners | Electric Utility |  | 0.1059 | 0.588 | 14174.9 | 0.0907 | 1.003 | 23471.075 | 0.0976 | 2.679 | 57087.35 | 0.0883 | 3.766 | 88800 | 0.2249 | 12.486 | 122359.926 | 0.5445 | 3.943 | 14070.06 | 1.716 | 8.58 | 10000.011 | 0.4218 | 9.136 | 67370.118 | 0.2616 | 50.6 | 420367.9 | 0.1006 | 6.3 | 128841.2 | 13.5 | Dry Low NOx Burners | Low Ozone Season Rate | 0.0883 | 0.0883 | 17.1 |  |  | 17.1
GA | Doyle Generating Facility | 55244 | CTG-4 | Walton | 2000-06-09 | 975 | 100.7 | 33.8376 | -83.6996 | ARP, CAIRNOX, CAIRSO2, TRNOX, TRNOXOS, TRSO2G2 | Combustion turbine | Pipeline Natural Gas |  | Dry Low NOx Burners | Electric Utility |  | 0.0638 | 0.179 | 9395.65 | 0.045 | 0.282 | 15862.525 | 0.0369 | 0.805 | 55655.675 | 0.044 | 2.302 | 113392.3 | 0.1388 | 10.278 | 157325.461 | 0.0706 | 0.145 | 7130.714 | 0.5058 | 5.752 | 24488.8 | 0.4076 | 14.605 | 106975.077 | 0.3127 | 64.5 | 471505.1 | 0.1201 | 12.8 | 244892 | 13.2 | Dry Low NOx Burners | Low Ozone Season Rate | 0.0369 | 0.0369 | 7.6 |  |  | 7.6
GA | Doyle Generating Facility | 55244 | CTG-5 | Walton | 2000-06-16 | 975 | 100.7 | 33.8376 | -83.6996 | ARP, CAIRNOX, CAIRSO2, TRNOX, TRNOXOS, TRSO2G2 | Combustion turbine | Pipeline Natural Gas |  |  | Electric Utility |  | 0.0441 | 0.099 | 7885.2 | 0.0523 | 0.228 | 11642.475 | 0.0495 | 0.634 | 34423.85 | 0.0417 | 1.975 | 118062.45 | 0.2934 | 19.953 | 160732.846 | 0.8863 | 2.965 | 6891.635 | 0.5782 | 4.676 | 25671.401 | 0.2832 | 12.977 | 131151.388 | 0.0702 | 13.5 | 398913.5 | 0.0422 | 4 | 234313.5 | 11.1 |  | Low Ozone Season Rate | 0.0417 | 0.0417 | 8 |  |  | 8
GA | Edward L Addison Generating Plant | 55267 | 1 | Upson | 2000-03-16 | 1923 | 175.3 | 32.911 | -84.3059 | ARP, CAIRNOX, CAIRSO2, TRNOX, TRNOXOS, TRSO2G2 | Combustion turbine | Pipeline Natural Gas | Diesel Oil | Dry Low NOx Burners | Electric Utility |  | 0.0518 | 0.679 | 41752.2 | 0.0569 | 0.397 | 22154.771 | 0.0563 | 5.241 | 295861.35 | 0.0499 | 8.96 | 532324.495 | 0.0559 | 11.599 | 739521.668 | 0.0668 | 3.955 | 233140.915 | 0.0541 | 0.491 | 28537.06 | 0.0685 | 2.085 | 122588.352 | 0.1095 | 4.5 | 131107.4 | 0.0381 | 9.9 | 630700.4 | 1.9 | Dry Low NOx Burners | Low Ozone Season Rate | 0.0381 | 0.0381 | 1.6 |  |  | 1.6
GA | Edward L Addison Generating Plant | 55267 | 2 | Upson | 2000-05-01 | 1922 | 175.3 | 32.911 | -84.3059 | ARP, CAIRNOX, CAIRSO2, TRNOX, TRNOXOS, TRSO2G2 | Combustion turbine | Pipeline Natural Gas | Diesel Oil | Dry Low NOx Burners | Electric Utility |  | 0.0376 | 0.222 | 14062.225 | 0.0608 | 0.226 | 12450.099 | 0.0549 | 5.219 | 316774.939 | 0.0477 | 8.28 | 532561.557 | 0.053 | 11.547 | 766995.331 | 0.0616 | 4.016 | 258353.009 | 0.0481 | 0.707 | 46458.649 | 0.039 | 2.739 | 176318.5 | 0.0922 | 4.4 | 105042.2 | 0.0325 | 9.3 | 696246.6 | 1.5 | Dry Low NOx Burners | Low Ozone Season Rate | 0.0325 | 0.0325 | 1.5 |  |  | 1.5
GA | Edward L Addison Generating Plant | 55267 | 3 | Upson | 2000-04-10 | 1855 | 175.3 | 32.911 | -84.3059 | ARP, CAIRNOX, CAIRSO2, TRNOX, TRNOXOS, TRSO2G2 | Combustion turbine | Pipeline Natural Gas | Diesel Oil | Dry Low NOx Burners | Electric Utility |  | 0.0466 | 0.404 | 26560.225 | 0.0446 | 0.343 | 18304.399 | 0.0638 | 6.732 | 301993.739 | 0.0501 | 8.919 | 519936.962 | 0.0547 | 12.096 | 770928.109 | 0.0666 | 4.021 | 249585.557 | 0.0491 | 0.729 | 46770.968 | 0.0482 | 2.249 | 138073.173 | 0.1041 | 3.4 | 91661 | 0.0383 | 8.9 | 580112.8 | 1.3 | Dry Low NOx Burners | Low Ozone Season Rate | 0.0383 | 0.0383 | 1.2 |  |  | 1.2
GA | Edward L Addison Generating Plant | 55267 | 4 | Upson | 2000-04-29 | 1831 | 175.3 | 32.911 | -84.3059 | ARP, CAIRNOX, CAIRSO2, TRNOX, TRNOXOS, TRSO2G2 | Combustion turbine | Pipeline Natural Gas | Diesel Oil | Dry Low NOx Burners | Electric Utility |  | 0.0614 | 0.589 | 32393.925 | 0.0417 | 0.122 | 7384.775 | 0.0498 | 0.93 | 56056.245 | 0.0869 | 0.476 | 21786.656 | 0.0543 | 8.238 | 520857.878 | 0.0654 | 2.366 | 151236.785 | 0.0599 | 0.208 | 13115.014 | 0.0475 | 2.085 | 116349.865 | 0.0383 | 1.3 | 86485.3 | 0.035 | 6.9 | 496094.1 | 1.3 | Dry Low NOx Burners | Low Ozone Season Rate | 0.035 | 0.035 | 1.1 |  |  | 1.1
GA | Effingham County Power, LLC | 55406 | 1 | Effingham | 2003-02-04 | 1944 | 199.4 | 32.2792 | -81.2842 | ARP, CAIRNOX, CAIRSO2, TRNOX, TRNOXOS, TRSO2G2 | Combined cycle | Pipeline Natural Gas |  | Dry Low NOx Burners<br>Selective Catalytic Reduction | Electric Utility |  | 0.0718 | 2.984 | 154682.475 | 0.0296 | 16.417 | 1913937.6 | 0.032 | 19.526 | 2515958.8 | 0.0346 | 19.297 | 2294204.025 | 0.0355 | 22.161 | 2370275.625 | 0.0302 | 19.636 | 2307704.45 | 0.0235 | 26.035 | 3702093.075 | 0.0253 | 28.519 | 3864675.275 | 0.027 | 25.3 | 3576517.5 | 0.0203 | 26.2 | 4196403 | 50.1 | Dry Low NOx Burners<br>Selective Catalytic Reduction | Existing SCR | 0.0203 | 0.0203 | 19 |  |  | 19
GA | Effingham County Power, LLC | 55406 | 2 | Effingham | 2003-02-08 | 1944 | 199.4 | 32.2792 | -81.2842 | ARP, CAIRNOX, CAIRSO2, TRNOX, TRNOXOS, TRSO2G2 | Combined cycle | Pipeline Natural Gas |  | Dry Low NOx Burners<br>Selective Catalytic Reduction | Electric Utility |  | 0.0488 | 2.655 | 200312.875 | 0.0302 | 13.919 | 1583466.45 | 0.0319 | 16.071 | 2133316.2 | 0.0337 | 20.602 | 2489446.225 | 0.0318 | 23.556 | 2872751.375 | 0.0281 | 16.875 | 2232422.225 | 0.0248 | 24.298 | 3575798.275 | 0.0247 | 25.427 | 3779738.175 | 0.0256 | 14.5 | 2297558.6 | 0.0229 | 24.5 | 3959581.7 | 32.2 | Dry Low NOx Burners<br>Selective Catalytic Reduction | Existing SCR | 0.0229 | 0.0229 | 12.9 |  |  | 12.9
GA | Hammond | 708 | 1 | Floyd | 1954-06-19 | 1313 | 125 | 34.2533 | -85.3456 | ARP | Dry bottom wall-fired boiler | Coal |  | Low NOx Burner Technology (Dry Bottom only) | Electric Utility | Electric Services | 0.386 | 501.045 | 2568728.05 | 0.3899 | 437.194 | 2232543.091 | 0.3922 | 497.253 | 2533128.542 | 0.379 | 486.269 | 2573477.783 | 0.3654 | 520.521 | 2829124.344 | 0.1739 | 216.524 | 2456731.046 | 0.1799 | 180.477 | 1993160.1 | 0.1632 | 156.402 | 1918360.875 | 0.1716 | 142.3 | 1641463.8 | 0.3131 | 172.1 | 1085892.3 | 34 |  | New SNCR | 0.1632 | 0.09792 | 81.2 |  |  | 81.2
GA | Hammond | 708 | 2 | Floyd | 1954-09-26 | 1332 | 125 | 34.2533 | -85.3456 | ARP | Dry bottom wall-fired boiler | Coal |  | Low NOx Burner Technology (Dry Bottom only) | Electric Utility | Electric Services | 0.3862 | 533.15 | 2726101.219 | 0.3898 | 485.955 | 2479997.714 | 0.3922 | 564.714 | 2872938.937 | 0.3797 | 513.987 | 2712921.292 | 0.365 | 529.667 | 2876763.211 | 0.1735 | 223.499 | 2543828.232 | 0.1802 | 173.078 | 1900459.45 | 0.1403 | 0.001 | 20.1 | 0.1698 | 161.3 | 1873340.2 | 0.2581 | 203 | 1583518.8 | 38.3 |  | New SNCR | 0.1403 | 0.08418 | 80 |  |  | 80
GA | Hammond | 708 | 3 | Floyd | 1955-06-09 | 1368 | 125 | 34.2533 | -85.3456 | ARP | Dry bottom wall-fired boiler | Coal |  | Low NOx Burner Technology (Dry Bottom only) | Electric Utility | Electric Services | 0.3868 | 488.735 | 2497866.612 | 0.3898 | 429.815 | 2191987.892 | 0.3923 | 523.518 | 2665793.216 | 0.3777 | 493.94 | 2618837.822 | 0.3647 | 520.754 | 2827659.214 | 0.1735 | 228.493 | 2599119.558 | 0.1799 | 181.499 | 2012085.6 | 0.1659 | 175.977 | 2121558.275 | 0.1685 | 161.8 | 1910277.6 | 0.2912 | 230.1 | 1540494.6 | 38 |  | New SNCR | 0.1659 | 0.09954 | 95.6 |  |  | 95.6
GA | Hammond | 708 | 4 | Floyd | 1970-06-26 | 5972 | 578 | 34.2533 | -85.3456 | ARP | Dry bottom wall-fired boiler | Coal |  | Selective Catalytic Reduction<br>Low NOx Burner Technology (Dry Bottom only) | Electric Utility | Electric Services | 0.0554 | 354.764 | 13000000 | 0.0585 | 352.294 | 12300000 | 0.0555 | 416.742 | 15400000 | 0.0556 | 437.526 | 16000000 | 0.0553 | 378.958 | 13900000 | 0.1722 | 1152.299 | 13400000 | 0.1751 | 927.328 | 10800000 | 0.1517 | 786.868 | 10700000 | 0.1669 | 851 | 10300000 | 0.1405 | 265.4 | 3834138.7 | 47 | SCR | Existing SCR | 0.0553 | 0.0553 | 282 |  |  | 282
GA | Harllee Branch | 709 | 1 | Putnam | 1965-06-11 | 3006 | 299.2 | 33.1942 | -83.2994 | ARP | Cell burner boiler | Coal |  | Low NOx Cell Burner (Began Feb 03, 2003) | Electric Utility | Electric Services | 0.4355 | 1151.111 | 5163048.887 | 0.4323 | 1169.023 | 5274966.508 | 0.4666 | 1663.432 | 7028939.557 | 0.48 | 1721.482 | 7070352.565 | 0.4779 | 1682.195 | 6939715.614 | 0.464 | 1517.605 | 6435525.845 | 0.4458 | 1371.116 | 5959132.725 | 0.3926 | 772.971 | 3912982.7 | 0.459 | 1156.6 | 4887295.4 | 0.4321 | 883.5 | 3995744.5 | 44.3 |  | New SCR | 0.3926 | 0.06 | 151.2 | Shutdown | Gas Combined Cycle Replacement | 23.2 | 1133.3
GA | Harllee Branch | 709 | 2 | Putnam | 1967-06-12 | 3484 | 359 | 33.1942 | -83.2994 | ARP | Dry bottom wall-fired boiler | Coal |  | Low NOx Burner Technology (Dry Bottom only) | Electric Utility | Electric Services | 0.4346 | 1525.036 | 6884100.213 | 0.4281 | 1583.73 | 7197884.392 | 0.4673 | 1906.721 | 7983459.743 | 0.4785 | 2052.132 | 8428615.835 | 0.4773 | 2088.878 | 8628690.786 | 0.4607 | 2092.618 | 8972961.655 | 0.4467 | 1701.418 | 7382155.275 | 0.3911 | 1018.008 | 5167572.65 | 0.4512 | 1628.5 | 7002445 | 0.4293 | 596.2 | 2708332.3 | 54.7 |  | New SCR | 0.3911 | 0.06 | 216.6 | Shutdown | Gas Combined Cycle Replacement | 33.3 | 1595.2
GA | Harllee Branch | 709 | 3 | Putnam | 1968-07-12 | 5586 | 544 | 33.1942 | -83.2994 | ARP | Cell burner boiler | Coal |  | Low NOx Cell Burner (Began Mar 01, 2003) | Electric Utility | Electric Services | 0.3833 | 1901.322 | 9690255.57 | 0.3617 | 2022.956 | 11000000 | 0.395 | 2756.474 | 13800000 | 0.3868 | 2873.566 | 14700000 | 0.3798 | 2551.594 | 13300000 | 0.3746 | 2763.867 | 14600000 | 0.3928 | 2415.733 | 12100000 | 0.3655 | 1932.875 | 10500000 | 0.4087 | 2254.4 | 10800000 | 0.3881 | 494.3 | 2476489 | 52.4 |  | New SCR | 0.3617 | 0.06 | 331 | Shutdown | Gas Combined Cycle Replacement | 51.3 | 2203.1
GA | Harllee Branch | 709 | 4 | Putnam | 1969-06-27 | 6190 | 544 | 33.1942 | -83.2994 | ARP | Cell burner boiler | Coal |  | Low NOx Cell Burner | Electric Utility | Electric Services | 0.3802 | 2203.265 | 11300000 | 0.3633 | 1836.443 | 9931228.62 | 0.3955 | 2809.83 | 14100000 | 0.3862 | 2789.733 | 14300000 | 0.3849 | 2439.75 | 12500000 | 0.3748 | 2756.512 | 14600000 | 0.4002 | 2214.483 | 10900000 | 0.3629 | 1757.267 | 9533291.425 | 0.4076 | 2806.4 | 13400000 | 0.3886 | 643.5 | 3206353 | 59 |  | New SCR | 0.3629 | 0.06 | 413.1 | Shutdown | Gas Combined Cycle Replacement | 63.7 | 2742.8
GA | Hartwell Energy Facility | 70454 | MAG1 | Hart | 1994-04-08 | 2080 |  | 34.3387 | -82.8207 | ARP, CAIRNOX, CAIRSO2, TRNOX, TRNOXOS, TRSO2G2 | Combustion turbine | Pipeline Natural Gas | Diesel Oil | Water Injection | Electric Utility |  | 0.0635 | 30.698 | 951156.3 | 0.0678 | 37.628 | 1077701.05 | 0.0705 | 27.143 | 762333.175 | 0.0687 | 33.694 | 963090.825 | 0.081 | 54.021 | 1304069.975 | 0.0857 | 12.306 | 293211.325 | 0.0818 | 17.776 | 422874.222 | 0.0668 | 18.849 | 553604.556 | 0.0546 | 19.4 | 682074.3 | 0.0477 | 6.7 | 261312.2 | 8.9 | Water Injection | Low Ozone Season Rate | 0.0477 | 0.0477 | 16.9 |  |  | 16.9
GA | Hartwell Energy Facility | 70454 | MAG2 | Hart | 1994-04-08 | 2080 |  | 34.3387 | -82.8207 | ARP, CAIRNOX, CAIRSO2, TRNOX, TRNOXOS, TRSO2G2 | Combustion turbine | Pipeline Natural Gas | Diesel Oil | Water Injection | Electric Utility |  | 0.0598 | 24.623 | 810471.925 | 0.0646 | 10.497 | 320297.925 | 0.0795 | 25.667 | 650483.025 | 0.0577 | 29.713 | 967398.85 | 0.0819 | 59.06 | 1394561.775 | 0.0862 | 13.253 | 302843.425 | 0.0795 | 17.08 | 415952.123 | 0.0703 | 18.055 | 499782.305 | 0.059 | 17.4 | 562705.5 | 0.0569 | 10.8 | 367571 | 7.4 | Water Injection | Low Ozone Season Rate | 0.0569 | 0.0569 | 16.7 |  |  | 16.7
GA | Hawk Road Energy Facility | 55141 | CT1 | Heard | 2001-02-12 | 2076 | 165 | 33.3577 | -84.9912 | ARP, CAIRNOX, CAIRSO2, TRNOX, TRNOXOS, TRSO2G2 | Combustion turbine | Pipeline Natural Gas |  | Dry Low NOx Burners | Electric Utility |  | 0.0563 | 1.181 | 47065.325 | 0.0832 | 0.037 | 713.4 | 0.0581 | 1.104 | 45286.075 | 0.0582 | 2.034 | 79925.6 | 0.0586 | 5.05 | 194258.176 |  |  |  | 0.0682 | 0.147 | 5586.401 | 0.0516 | 33.826 | 1418559.25 | 0.051 | 0.9 | 36670.4 | 0.0561 | 23.1 | 889758.8 | 0.5 | Dry Low NOx Burners | Low Ozone Season Rate | 0.051 | 0.051 | 0.9 |  |  | 0.9
GA | Hawk Road Energy Facility | 55141 | CT2 | Heard | 2001-02-12 | 2076 | 165 | 33.3577 | -84.9912 | ARP, CAIRNOX, CAIRSO2, TRNOX, TRNOXOS, TRSO2G2 | Combustion turbine | Pipeline Natural Gas |  | Dry Low NOx Burners | Electric Utility |  |  |  |  | 0.112 | 0.013 | 237.45 | 0.0601 | 1.015 | 41592.775 | 0.0546 | 2.395 | 102374.575 | 0.0522 | 4.412 | 194638.132 |  |  |  | 0.0742 | 0.142 | 5378.447 | 0.0508 | 33 | 1402791.145 | 0.0524 | 1.7 | 78740.4 | 0.0561 | 26.3 | 1001357.5 | 1 | Dry Low NOx Burners | Low Ozone Season Rate | 0.0508 | 0.0508 | 1.7 |  |  | 1.7
GA | Hawk Road Energy Facility | 55141 | CT3 | Heard | 2001-02-12 | 2076 | 165 | 33.3577 | -84.9912 | ARP, CAIRNOX, CAIRSO2, TRNOX, TRNOXOS, TRSO2G2 | Combustion turbine | Pipeline Natural Gas |  | Dry Low NOx Burners | Electric Utility |  | 0.0539 | 0.218 | 10631.75 | 0.1103 | 0.038 | 692.35 | 0.0671 | 0.301 | 12612.35 | 0.0562 | 0.995 | 42214.925 | 0.0495 | 3.228 | 153028.061 |  |  |  | 0.0878 | 0.087 | 3445.116 | 0.0837 | 15.654 | 389113.17 | 0.0559 | 1.5 | 61508.7 | 0.0544 | 21.9 | 858994.8 | 0.8 | Dry Low NOx Burners | Low Ozone Season Rate | 0.0495 | 0.0495 | 1.3 |  |  | 1.3
GA | Jack McDonough | 710 | 3AA | Cobb | 1971-05-29 | 252 | 41.8 | 33.8244 | -84.475 | CAIRNOX, CAIRSO2, TRNOX, TRNOXOS, TRSO2G2 | Combustion turbine | Diesel Oil | Pipeline Natural Gas |  | Electric Utility | [16 empty] | 0.2474 | 0.027 | 158.65 | 0.3485 | 0.003 | 14.199 | 0.489 | 0.044 | 180.352 | 0.489 | 0 | 42.6 | 0.489 | 0 | 105.2 | 0 | None Reported | Water Injection | 0.2474 | 0.14844 | 0 |  |  | 0
GA | Jack McDonough | 710 | 3AB | Cobb | 1971-05-29 | 252 | 41.8 | 33.8244 | -84.475 | CAIRNOX, CAIRSO2, TRNOX, TRNOXOS, TRSO2G2 | Combustion turbine | Diesel Oil | Pipeline Natural Gas |  | Electric Utility | [16 empty] | 0.2815 | 0.015 | 88.6 | 0.315 | 0.018 | 78.031 | 0.474 | 0.031 | 132.618 | 0.474 | 0 | 30.9 | 0.474 | 0 | 67 | 0 | None Reported | Water Injection | 0.2815 | 0.1689 | 0 |  |  | 0
GA | Jack McDonough | 710 | 3BA | Cobb | 1971-05-29 | 252 | 41.8 | 33.8244 | -84.475 | CAIRNOX, CAIRSO2, TRNOX, TRNOXOS, TRSO2G2 | Combustion turbine | Diesel Oil | Pipeline Natural Gas |  | Electric Utility | [16 empty] | 0.315 | 0.022 | 139.763 | 0.315 | 0.008 | 51.581 | 0.315 | 0.014 | 87.283 | 0.315 | 0 | 42.6 | 0.323 | 0 | 67.2 | 0 | None Reported | Water Injection | 0.315 | 0.189 | 0 |  |  | 0
GA | Jack McDonough | 710 | 3BB | Cobb | 1971-05-29 | 252 | 41.8 | 33.8244 | -84.475 | CAIRNOX, CAIRSO2, TRNOX, TRNOXOS, TRSO2G2 | Combustion turbine | Diesel Oil | Pipeline Natural Gas |  | Electric Utility | [16 empty] | 0.323 | 0.021 | 127.373 | 0.323 | 0.012 | 74.323 |  |  |  | 0.323 | 0 | 74.9 | 0.323 | 0 | 79.1 | 0 | None Reported | Water Injection | 0.323 | 0.1938 | 0 |  |  | 0
GA | Jack McDonough | 710 | 4A | Cobb | 2011-07-12 | 3612 | 232.5 | 33.8244 | -84.475 | ARP, CAIRNOX, CAIRSO2, TRNOX, TRNOXOS, TRSO2G2 | Combined cycle | Pipeline Natural Gas | Diesel Oil | Dry Low NOx Burners<br>Water Injection<br>Selective Catalytic Reduction | Electric Utility | [28 empty] | 0.0035 | 13 | 8010691.9 | 0 | Dry Low NOx Burners<br>Water Injection<br>Selective Catalytic Reduction | Existing SCR | 0.0035 | 0.0035 | 0 |  |  | 0
GA | Jack McDonough | 710 | 4B | Cobb | 2011-07-28 | 3612 | 232.5 | 33.8244 | -84.475 | ARP, CAIRNOX, CAIRSO2, TRNOX, TRNOXOS, TRSO2G2 | Combined cycle | Pipeline Natural Gas |  | Dry Low NOx Burners<br>Selective Catalytic Reduction | Electric Utility | [28 empty] | 0.0035 | 15.5 | 9359118.5 | 0 | Dry Low NOx Burners<br>Selective Catalytic Reduction | Existing SCR | 0.0035 | 0.0035 | 0 |  |  | 0
GA | Jack McDonough | 710 | 5A | Cobb | 2012-02-24 | 3612 | 232.5 | 33.8244 | -84.475 | ARP, TRNOX, TRNOXOS, TRSO2G2, CAIRNOX, CAIRSO2 | Combined cycle | Pipeline Natural Gas | Diesel Oil | Dry Low NOx Burners<br>Water Injection<br>Selective Catalytic Reduction | Electric Utility | [28 empty] | 0.0041 | 21 | 10800000 | 0 | Dry Low NOx Burners<br>Water Injection<br>Selective Catalytic Reduction | Existing SCR | 0.0041 | 0.0041 | 0 |  |  | 0
GA | Jack McDonough | 710 | 5B | Cobb | 2012-02-24 | 3612 | 232.5 | 33.8244 | -84.475 | ARP, TRNOX, TRNOXOS, TRSO2G2, CAIRNOX, CAIRSO2 | Combined cycle (Started Jan 08, 2012) | Pipeline Natural Gas |  | Dry Low NOx Burners<br>Selective Catalytic Reduction | Electric Utility | [28 empty] | 0.0041 | 23.4 | 11900000 | 0 | Dry Low NOx Burners<br>Selective Catalytic Reduction | Existing SCR | 0.0041 | 0.0041 | 0 |  |  | 0
GA | Jack McDonough | 710 | MB1 | Cobb | 1963-08-12 | 2833 | 299.2 | 33.8244 | -84.475 | ARP | Tangentially-fired | Coal |  | Low NOx Burner Technology w/ Separated OFA<br>Other | Electric Utility | Electric Services | 0.2284 | 802.689 | 7072303.474 | 0.2447 | 892.445 | 7424645.08 | 0.2294 | 920.747 | 8103485.959 | 0.2232 | 869.901 | 7791802.4 | 0.2265 | 852.033 | 7518404.593 | 0.2232 | 728.852 | 6508400.565 | 0.2226 | 487.925 | 4390609.175 | 0.2296 | 523.22 | 4553534 | 0.2303 | 673.7 | 5893306.5 |  |  |  | 56.7 |  | New SCR | 0.2226 | 0.06 | 175.5 | Shutdown | Gas Combined Cycle Replacement | 28 | 645.7
GA | Jack McDonough | 710 | MB2 | Cobb | 1964-06-26 | 2863 | 299.2 | 33.8244 | -84.475 | ARP | Tangentially-fired | Coal |  | Low NOx Burner Technology w/ Separated OFA<br>Other | Electric Utility | Electric Services | 0.2293 | 798.1 | 6999001.876 | 0.245 | 870.89 | 7239763.92 | 0.2295 | 934.645 | 8223469.641 | 0.2231 | 848.669 | 7612320.9 | 0.226 | 913.562 | 8102260.982 | 0.2232 | 758.594 | 6784858.135 | 0.2251 | 546.93 | 4886901.05 | 0.2301 | 658.37 | 5743957.925 | 0.2302 | 676.1 | 5921934.4 |  |  |  | 56.3 |  | New SCR | 0.2231 | 0.06 | 176.2 | Shutdown | Gas Combined Cycle Replacement | 28.1 | 648
GA | Kraft | 733 | 1 | Chatham | 1958-07-01 | 647 | 50 | 32.1486 | -81.1458 | ARP | Tangentially-fired | Coal | Pipeline Natural Gas |  | Electric Utility | Electric Services | 0.5478 | 466.604 | 1728268.808 | 0.5251 | 433.839 | 1663954.627 | 0.5226 | 410.021 | 1580729.965 | 0.4462 | 401.433 | 1799904.838 | 0.5368 | 508.588 | 1899050.548 | 0.4893 | 430.996 | 1759949.366 | 0.6313 | 450.144 | 1428755.725 | 0.7018 | 451.101 | 1303000.8 | 0.2257 | 62.1 | 534812.3 | 0.3124 | 114.5 | 605425.9 | 22.5 |  | New SNCR | 0.2257 | 0.13542 | 37.3 | Shutdown | Gas Combined Cycle Replacement | 2.5 | 59.6
GA | Kraft | 733 | 2 | Chatham | 1961-05-01 | 690 | 54.4 | 32.1486 | -81.1458 | ARP | Tangentially-fired | Coal | Pipeline Natural Gas |  | Electric Utility | Electric Services | 0.5489 | 484.385 | 1800706.197 | 0.5255 | 414.898 | 1601969.349 | 0.5193 | 364.035 | 1429907.112 | 0.4496 | 427.182 | 1918787.472 | 0.5373 | 462.281 | 1743969.322 | 0.5106 | 309.368 | 1218317.365 | 0.6311 | 449.652 | 1430718.5 | 0.7018 | 454.82 | 1319118.375 | 0.2258 | 59.3 | 525022.4 | 0.3139 | 116.5 | 608763.3 | 20.7 |  | New SNCR | 0.2258 | 0.13548 | 35.6 | Shutdown | Gas Combined Cycle Replacement | 2.5 | 56.8
GA | Kraft | 733 | 3 | Chatham | 1965-05-24 | 1274 | 103.5 | 32.1486 | -81.1458 | ARP | Tangentially-fired | Coal | Pipeline Natural Gas |  | Electric Utility | Electric Services | 0.5515 | 802.956 | 2983825.216 | 0.5339 | 656.542 | 2488867.929 | 0.5338 | 868.975 | 3335336.165 | 0.4503 | 837.389 | 3773124.552 | 0.5375 | 914.714 | 3462416.619 | 0.5034 | 662.199 | 2691996.405 | 0.6323 | 685.006 | 2180162.75 | 0.7018 | 785.681 | 2316345.5 | 0.227 | 97.8 | 853834.5 | 0.3138 | 185 | 985958.1 | 18.3 |  | New SNCR | 0.227 | 0.1362 | 58.7 | Shutdown | Gas Combined Cycle Replacement | 4.1 | 93.7
GA | Kraft | 733 | 4 | Chatham | 1972-03-31 | 1393 | 126 | 32.1486 | -81.1458 | ARP | Tangentially-fired | Residual Oil | Pipeline Natural Gas |  | Electric Utility | Electric Services | 0.5236 | 184.101 | 710054.247 | 0.4857 | 66.657 | 276266.486 | 0.4762 | 69.279 | 289779.134 | 0.4056 | 16.418 | 81996.032 | 0.4983 | 80.147 | 324145.981 | 0.4066 | 5.529 | 27902.3 | 0.5717 | 10.214 | 38434.35 | 0.743 | 0.002 | 5.1 | 0.1832 | 0.7 | 6981.2 |  |  |  | 0.1 |  | New SNCR | 0.1832 | 0.10992 | 0.4 |  |  | 0.4
GA | McIntosh (6124) | 6124 | 1 | Effingham | 1979-02-08 | 1862 | 177.6 | 32.3558 | -81.1683 | ARP | Dry bottom wall-fired boiler | Coal |  |  | Electric Utility | Electric Services | 0.5847 | 1207.762 | 4062085.7 | 0.5185 | 1174.176 | 4698718.65 | 0.4531 | 1102.747 | 5044129.875 | 0.5444 | 1374.864 | 5098921.625 | 0.5198 | 1026.039 | 4218736.075 | 0.5377 | 976.208 | 3748953.675 | 0 | 0 | 1 | 0.528 | 371.2 | 1481311.85 | 0.5618 | 203 | 714933.1 |  |  |  | 10.5 |  | New SNCR | 0 | 0 | 0 |  |  | 0
GA | McIntosh (6124) | 6124 | CT1 | Effingham | 1995-05-18 | 1419 | 101.3 | 32.3558 | -81.1683 | ARP, CAIRNOX, CAIRSO2, TRNOX, TRNOXOS, TRSO2G2 | Combustion turbine | Pipeline Natural Gas | Diesel Oil | Water Injection | Electric Utility |  | 0.1062 | 8.311 | 153578.775 | 0.0844 | 1.716 | 39112.675 | 0.0886 | 2.629 | 59701.95 | 0.0895 | 1.925 | 43190.025 | 0.0891 | 2.128 | 47943.925 | 0.0884 | 0.37 | 8434.75 | 0.0897 | 1.586 | 35773.6 |  |  |  | 0.0877 | 1.2 | 26412.3 | 0.0868 | 1.8 | 41047.9 | 0.5 | Water Injection | Low Ozone Season Rate | 0.0844 | 0.0844 | 1.1 |  |  | 1.1
GA | McIntosh (6124) | 6124 | CT2 | Effingham | 1995-04-13 | 1419 | 101.3 | 32.3558 | -81.1683 | ARP, CAIRNOX, CAIRSO2, TRNOX, TRNOXOS, TRSO2G2 | Combustion turbine | Pipeline Natural Gas | Diesel Oil | Water Injection | Electric Utility |  | 0.094 | 2.537 | 52417.85 | 0.0727 | 2.069 | 56134.5 | 0.071 | 2.496 | 69550.4 | 0.0688 | 1.458 | 42530.5 | 0.069 | 1.535 | 44486.05 | 0.0689 | 1.385 | 40238.275 | 0.0714 | 1.702 | 47205.1 |  |  |  | 0.1163 | 0.1 | 1141.4 | 0.0652 | 1 | 29383.4 | 0 | Water Injection | Low Ozone Season Rate | 0.0652 | 0.0652 | 0 |  |  | 0
GA | McIntosh (6124) | 6124 | CT3 | Effingham | 1994-06-04 | 1419 | 101.3 | 32.3558 | -81.1683 | ARP, CAIRNOX, CAIRSO2, TRNOX, TRNOXOS, TRSO2G2 | Combustion turbine | Pipeline Natural Gas | Diesel Oil | Water Injection | Electric Utility |  | 0.0956 | 5.662 | 108377.925 | 0.0763 | 1.098 | 28676.3 | 0.0804 | 2.817 | 70139 | 0.0804 | 1.703 | 42468.8 | 0.08 | 3.299 | 82590.65 | 0.0809 | 0.272 | 6730 | 0.0823 | 3.253 | 78919.45 | 0.07 | 1.073 | 30665.025 | 0.0775 | 0.1 | 1975.6 | 0.07 | 0.2 | 5328.6 | 0 | Water Injection | Low Ozone Season Rate | 0.07 | 0.07 | 0.1 |  |  | 0.1
GA | McIntosh (6124) | 6124 | CT4 | Effingham | 1994-05-31 | 1419 | 101.3 | 32.3558 | -81.1683 | ARP, CAIRNOX, CAIRSO2, TRNOX, TRNOXOS, TRSO2G2 | Combustion turbine | Pipeline Natural Gas | Diesel Oil | Water Injection | Electric Utility |  | 0.084 | 3.527 | 74738.175 | 0.0717 | 1.633 | 45035.375 | 0.0695 | 2.178 | 62217.725 | 0.0673 | 1.394 | 41266.6 | 0.0676 | 3.099 | 91371.925 | 0.067 | 0.104 | 3095.225 | 0.0721 | 1.458 | 40080.7 | 0.0778 | 0.605 | 15582.575 | 0.0954 | 0.4 | 9045.6 | 0.0871 | 0.4 | 9609.9 | 0.2 | Water Injection | Low Ozone Season Rate | 0.067 | 0.067 | 0.3 |  |  | 0.3
GA | McIntosh (6124) | 6124 | CT5 | Effingham | 1994-05-01 | 1419 | 101.3 | 32.3558 | -81.1683 | ARP, CAIRNOX, CAIRSO2, TRNOX, TRNOXOS, TRSO2G2 | Combustion turbine | Pipeline Natural Gas | Diesel Oil | Water Injection | Electric Utility |  | 0.088 | 10.102 | 226105.5 | 0.0688 | 1.981 | 56441 | 0.0744 | 2.761 | 72924.425 | 0.0708 | 1.398 | 39082.55 | 0.0715 | 2.684 | 74547.95 | 0.0691 | 0.211 | 6093.2 | 0.0764 | 3.058 | 78819.825 | 0.068 | 0.148 | 4367.1 | 0.0697 | 0.5 | 15599.6 | 0.0687 | 0.9 | 26066.9 | 0.3 | Water Injection | Low Ozone Season Rate | 0.068 | 0.068 | 0.5 |  |  | 0.5
GA | McIntosh (6124) | 6124 | CT6 | Effingham | 1994-05-07 | 1419 | 101.3 | 32.3558 | -81.1683 | ARP, CAIRNOX, CAIRSO2, TRNOX, TRNOXOS, TRSO2G2 | Combustion turbine | Pipeline Natural Gas | Diesel Oil | Water Injection | Electric Utility |  | 0.0994 | 8.227 | 160892.5 | 0.0694 | 3.526 | 100366.2 | 0.0679 | 1.152 | 33160.7 | 0.0642 | 1.501 | 46392.575 | 0.0646 | 3.145 | 96514.9 | 0.0634 | 2.204 | 69357 | 0.0723 | 0.843 | 23175.325 | 0.0729 | 0.467 | 12797.45 | 0.0729 | 0.2 | 5166.7 | 0.0744 | 1.7 | 44389 | 0.1 | Water Injection | Low Ozone Season Rate | 0.0634 | 0.0634 | 0.2 |  |  | 0.2
GA | McIntosh (6124) | 6124 | CT7 | Effingham | 1994-04-27 | 1419 | 101.3 | 32.3558 | -81.1683 | ARP, CAIRNOX, CAIRSO2, TRNOX, TRNOXOS, TRSO2G2 | Combustion turbine | Pipeline Natural Gas | Diesel Oil | Water Injection | Electric Utility |  | 0.1074 | 6.771 | 118951.15 | 0.0658 | 1.632 | 49171.2 | 0.0647 | 2.111 | 65089.525 | 0.0646 | 2.091 | 64459.75 | 0.0643 | 1.609 | 49944.15 | 0.0642 | 2.152 | 66965.775 | 0.0767 | 0.865 | 22885.475 | 0.0711 | 1.222 | 34703.35 | 0.074 | 0.2 | 4592.8 | 0.0738 | 0.9 | 23086.1 | 0.1 | Water Injection | Low Ozone Season Rate | 0.0642 | 0.0642 | 0.1 |  |  | 0.1
GA | McIntosh (6124) | 6124 | CT8 | Effingham | 1994-02-28 | 1419 | 101.3 | 32.3558 | -81.1683 | ARP, CAIRNOX, CAIRSO2, TRNOX, TRNOXOS, TRSO2G2 | Combustion turbine | Pipeline Natural Gas | Diesel Oil | Water Injection | Electric Utility |  | 0.1121 | 3.584 | 59070.35 | 0.0832 | 2.811 | 64398.05 | 0.073 | 3.158 | 85623.95 | 0.0696 | 1.461 | 41889.725 | 0.0707 | 2.185 | 61453.225 | 0.0696 | 2.487 | 71213.8 | 0.0717 | 1.631 | 44947.7 | 0.071 | 0.096 | 2696.7 | 0.071 | 0.4 | 12119.1 | 0.071 | 0.8 | 21753.3 | 0.2 | Water Injection | Low Ozone Season Rate | 0.0696 | 0.0696 | 0.4 |  |  | 0.4
GA | McIntosh Combined Cycle Facility | 56150 | 10A | Effingham | 2005-04-05 | 2402 | 203.2 | 32.3478 | -81.1828 | ARP, CAIRNOX, CAIRSO2, TRNOX, TRNOXOS, TRSO2G2 | Combined cycle | Pipeline Natural Gas | Diesel Oil | Dry Low NOx Burners<br>Water Injection<br>Selective Catalytic Reduction | Electric Utility | [7 empty] | 0.0196 | 21.237 | 3580495.35 | 0.0149 | 21.336 | 4587478.8 | 0.0153 | 22.614 | 4906751.9 | 0.0177 | 21.121 | 4083207.25 | 0.011 | 21.874 | 5835157.05 | 0.0092 | 20.615 | 5963773.325 | 0.0074 | 20.3 | 6450010.8 | 0.0072 | 19.3 | 6313346.9 | 73.1 | Dry Low NOx Burners<br>Water Injection<br>Selective Catalytic Reduction | Existing SCR | 0.0072 | 0.0072 | 19.8 |  |  | 19.8
GA | McIntosh Combined Cycle Facility | 56150 | 10B | Effingham | 2005-04-06 | 2402 | 203.2 | 32.3478 | -81.1828 | ARP, CAIRNOX, CAIRSO2, TRNOX, TRNOXOS, TRSO2G2 | Combined cycle | Pipeline Natural Gas | Diesel Oil | Dry Low NOx Burners<br>Water Injection<br>Selective Catalytic Reduction | Electric Utility | [7 empty] | 0.0174 | 20.093 | 3692475.275 | 0.0147 | 21.522 | 4738135.375 | 0.0132 | 20.364 | 4842184.725 | 0.0142 | 18.775 | 4248873.675 | 0.0118 | 21.455 | 5564841.675 | 0.0079 | 19.515 | 6062468.95 | 0.008 | 20.4 | 6271300.7 | 0.0064 | 19.6 | 6721988.8 | 71.1 | Dry Low NOx Burners<br>Water Injection<br>Selective Catalytic Reduction | Existing SCR | 0.0064 | 0.0064 | 16.3 |  |  | 16.3
GA | McIntosh Combined Cycle Facility | 56150 | 11A | Effingham | 2005-04-06 | 2402 | 203.2 | 32.3478 | -81.1828 | ARP, CAIRNOX, CAIRSO2, TRNOX, TRNOXOS, TRSO2G2 | Combined cycle | Pipeline Natural Gas | Diesel Oil | Dry Low NOx Burners<br>Water Injection<br>Selective Catalytic Reduction | Electric Utility | [7 empty] | 0.0193 | 23.742 | 3805094.7 | 0.0156 | 20.929 | 4365643.9 | 0.0171 | 22.63 | 4673279.75 | 0.0241 | 21.063 | 3317594.35 | 0.0129 | 23.246 | 5544661.125 | 0.0095 | 20.924 | 5502170.7 | 0.007 | 20 | 6445607.5 | 0.0063 | 19.3 | 6718445.6 | 73.1 | Dry Low NOx Burners<br>Water Injection<br>Selective Catalytic Reduction | Existing SCR | 0.0063 | 0.0063 | 18 |  |  | 18
GA | McIntosh Combined Cycle Facility | 56150 | 11B | Effingham | 2005-04-05 | 2402 | 203.2 | 32.3478 | -81.1828 | ARP, CAIRNOX, CAIRSO2, TRNOX, TRNOXOS, TRSO2G2 | Combined cycle | Pipeline Natural Gas | Diesel Oil | Dry Low NOx Burners<br>Water Injection<br>Selective Catalytic Reduction | Electric Utility | [7 empty] | 0.0172 | 20.42 | 3504506.4 | 0.0167 | 24.045 | 4442796.725 | 0.0155 | 21.817 | 4626390.525 | 0.0172 | 20.226 | 3938870.875 | 0.0158 | 24.444 | 5052733.2 | 0.0092 | 22.689 | 6099406.55 | 0.0097 | 23.7 | 6174734.5 | 0.0072 | 20.5 | 6643813.5 | 70 | Dry Low NOx Burners<br>Water Injection<br>Selective Catalytic Reduction | Existing SCR | 0.0072 | 0.0072 | 17.6 |  |  | 17.6
GA | McManus | 715 | 1 | Glynn | 1952-01-18 | 735 | 50 | 31.2125 | -81.5458 | ARP | Dry bottom wall-fired boiler | Residual Oil |  |  | Electric Utility | Electric Services | 0.1412 | 1.159 | 11007.6 |  |  |  | 0.379 | 24.677 | 127307.65 | 0.3449 | 9.466 | 46564.425 | 0.3248 | 18.48 | 101631.15 | 0.2526 | 3.25 | 17095.642 | 0.2191 | 2.153 | 11429.1 |  |  |  | 0.2252 | 2.1 | 10611.8 |  |  |  | 0.4 |  | New SNCR | 0.1412 | 0.08472 | 0.8 |  |  | 0.8
GA | McManus | 715 | 2 | Glynn | 1959-06-07 | 1266 | 93.7 | 31.2125 | -81.5458 | ARP | Dry bottom wall-fired boiler | Residual Oil |  |  | Electric Utility | Electric Services | 0.1691 | 1.774 | 18731.225 |  |  |  | 0.3482 | 49.32 | 265310.575 | 0.3588 | 17.448 | 89624.175 | 0.3189 | 24.896 | 139786.9 | 0.2035 | 6.911 | 47065.758 | 0.2037 | 3.645 | 25672.5 | 0.0849 | 1.616 | 12544.775 | 0.2467 | 6.9 | 41182.1 |  |  |  | 0.9 |  | Low Ozone Season Rate | 0.0849 | 0.0849 | 2.4 |  |  | 2.4
GA | McManus | 715 | 3A | Glynn | 1972-01-09 | 724 | 55.4 | 31.2125 | -81.5458 | CAIRNOX, CAIRSO2, TRNOX, TRNOXOS, TRSO2G2 | Combustion turbine | Diesel Oil |  |  | Electric Utility | [16 empty] | 0.5553 | 0.576 | 1992.579 | 0.5192 | 2.02 | 7062.832 | 0.4805 | 0.56 | 2041.743 | 0.4906 | 0.8 | 2816.2 | 0.5047 | 0.5 | 1698.2 | 0.1 | None Reported | Water Injection | 0.4805 | 0.2883 | 0.5 |  |  | 0.5
GA | McManus | 715 | 3B | Glynn | 1972-01-13 | 724 | 55.4 | 31.2125 | -81.5458 | CAIRNOX, CAIRSO2, TRNOX, TRNOXOS, TRSO2G2 | Combustion turbine | Diesel Oil |  |  | Electric Utility | [16 empty] | 0.5513 | 0.5 | 1701.631 | 0.5774 | 2.185 | 7426.268 | 0.5423 | 0.267 | 954.794 | 0.5041 | 0.5 | 1758.9 | 0.5438 | 0.8 | 2759.2 | 0.1 | None Reported | Water Injection | 0.5041 | 0.30246 | 0.3 |  |  | 0.3
GA | McManus | 715 | 3C | Glynn | 1972-01-28 | 724 | 55.4 | 31.2125 | -81.5458 | CAIRNOX, CAIRSO2, TRNOX, TRNOXOS, TRSO2G2 | Combustion turbine | Diesel Oil |  |  | Electric Utility | [16 empty] | 0.3815 | 0.192 | 810.272 | 0.4524 | 1.783 | 7401.967 | 0.4367 | 0.7 | 2957.483 | 0.4528 | 0.5 | 2008.6 | 0.3731 | 0.5 | 2192.9 | 0.1 | None Reported | Water Injection | 0.3731 | 0.22386 | 0.2 |  |  | 0.2
GA | McManus | 715 | 4A | Glynn | 1972-12-20 | 724 | 55.4 | 31.2125 | -81.5458 | CAIRNOX, CAIRSO2, TRNOX, TRNOXOS, TRSO2G2 | Combustion turbine | Diesel Oil |  |  | Electric Utility | [16 empty] | 0.4472 | 0.453 | 1826.194 | 0.4927 | 3.272 | 12686.152 | 0.4694 | 0.518 | 2042.924 | 0.4157 | 0.5 | 1967.8 | 0.4448 | 0.5 | 2048.7 | 0.1 | None Reported | Water Injection | 0.4157 | 0.24942 | 0.3 |  |  | 0.3
GA | McManus | 715 | 4B | Glynn | 1972-12-20 | 724 | 55.4 | 31.2125 | -81.5458 | CAIRNOX, CAIRSO2, TRNOX, TRNOXOS, TRSO2G2 | Combustion turbine | Diesel Oil |  |  | Electric Utility | [16 empty] | 0.4211 | 0.724 | 2984.379 | 0.4839 | 3.877 | 15343.534 | 0.4261 | 0.698 | 2945.309 | 0.3831 | 0.5 | 2049.8 | 0.3803 | 0.4 | 1901.3 | 0.1 | None Reported | Water Injection | 0.3803 | 0.22818 | 0.3 |  |  | 0.3
GA | McManus | 715 | 4C | Glynn | 1972-12-20 | 724 | 55.4 | 31.2125 | -81.5458 | CAIRNOX, CAIRSO2, TRNOX, TRNOXOS, TRSO2G2 | Combustion turbine | Diesel Oil |  |  | Electric Utility | [16 empty] | 0.4053 | 0.441 | 1807.364 | 0.488 | 3.557 | 13767.408 | 0.4397 | 0.454 | 1864.811 | 0.4185 | 0.5 | 1947.4 | 0.3963 | 0.4 | 1799.1 | 0.1 | None Reported | Water Injection | 0.3963 | 0.23778 | 0.3 |  |  | 0.3
GA | McManus | 715 | 4D | Glynn | 1972-12-20 | 724 | 55.4 | 31.2125 | -81.5458 | CAIRNOX, CAIRSO2, TRNOX, TRNOXOS, TRSO2G2 | Combustion turbine | Diesel Oil |  |  | Electric Utility | [16 empty] | 0.4371 | 0.458 | 1880.382 | 0.4403 | 2.075 | 8408.324 | 0.4587 | 0.451 | 1861.985 | 0.3994 | 0.4 | 1989.9 | 0.5005 | 0.5 | 1900.2 | 0.1 | None Reported | Water Injection | 0.3994 | 0.23964 | 0.3 |  |  | 0.3
GA | McManus | 715 | 4E | Glynn | 1972-12-20 | 724 | 55.4 | 31.2125 | -81.5458 | CAIRNOX, CAIRSO2, TRNOX, TRNOXOS, TRSO2G2 | Combustion turbine | Diesel Oil |  |  | Electric Utility | [16 empty] | 0.283 | 0.001 | 7.976 | 0.4492 | 1.594 | 6302.903 | 0.4292 | 0.432 | 1777.298 | 0.3954 | 0.6 | 2693.1 |  |  |  | 0.1 | None Reported | Water Injection | 0.283 | 0.1698 | 0.3 |  |  | 0.3
GA | McManus | 715 | 4F | Glynn | 1972-12-20 | 724 | 55.4 | 31.2125 | -81.5458 | CAIRNOX, CAIRSO2, TRNOX, TRNOXOS, TRSO2G2 | Combustion turbine | Diesel Oil |  |  | Electric Utility | [16 empty] | 0.498 | 0.244 | 971.71 | 0.467 | 3.332 | 13527.621 | 0.4537 | 0.223 | 932.657 | 0.453 | 0.4 | 1842.4 |  |  |  | 0.1 | None Reported | Water Injection | 0.453 | 0.2718 | 0.3 |  |  | 0.3
GA | Mitchell (GA) | 727 | 3 | Dougherty | 1964-05-13 | 1814 | 163.2 | 31.4444 | -84.1322 | ARP | Tangentially-fired | Coal |  |  | Electric Utility | Electric Services | 0.6064 | 973.873 | 3141894.775 | 0.6956 | 734.013 | 2096413.325 | 0.6088 | 1255.597 | 4109623.85 | 0.6318 | 829.122 | 2583768.625 | 0.5781 | 901.307 | 3102032.425 | 0.6133 | 944.337 | 3043116.175 | 0.5225 | 35.263 | 117839.9 | 0.5576 | 243.423 | 854475.2 | 0.5416 | 148.3 | 511046.1 |  |  |  | 7.7 |  | New SNCR | 0.5225 | 0.3135 | 85.8 | Shutdown | Gas Combined Cycle Replacement | 2.4 | 145.8
GA | Mitchell (GA) | 727 | 4AA | Dougherty | 1971-05-17 | 252.5 | 41.8 | 31.4444 | -84.1322 | CAIRNOX, CAIRSO2, TRNOX, TRNOXOS, TRSO2G2 | Combustion turbine | Diesel Oil |  |  | Electric Utility | [16 empty] | 0.7298 | 1.752 | 4640.505 | 0.5007 | 0.102 | 282.306 | 0.7068 | 0.378 | 1060.76 | 0.6245 | 0.3 | 760 | 0.7317 | 0.2 | 480 | 0.1 | None Reported | Water Injection | 0.5007 | 0.30042 | 0.1 |  |  | 0.1
GA | Mitchell (GA) | 727 | 4AB | Dougherty | 1971-05-17 | 252.5 | 41.8 | 31.4444 | -84.1322 | CAIRNOX, CAIRSO2, TRNOX, TRNOXOS, TRSO2G2 | Combustion turbine | Diesel Oil |  |  | Electric Utility | [16 empty] | 0.5143 | 0.615 | 1701.24 | 0.4354 | 0.078 | 243.617 | 0.4425 | 0.039 | 157.668 | 0.4673 | 0.1 | 258.3 | 0.492 | 0 | 34.8 | 0 | None Reported | Water Injection | 0.4354 | 0.26124 | 0 |  |  | 0
GA | Mitchell (GA) | 727 | 4BA | Dougherty | 1971-05-24 | 252.5 | 41.8 | 31.4444 | -84.1322 | CAIRNOX, CAIRSO2, TRNOX, TRNOXOS, TRSO2G2 | Combustion turbine | Diesel Oil |  |  | Electric Utility | [16 empty] | 0.6968 | 1.455 | 4089.685 | 0.5292 | 0.165 | 472.809 | 0.6535 | 0.117 | 353.246 | 0.701 | 0.3 | 941.3 | 0.6948 | 0.2 | 468.7 | 0.1 | None Reported | Water Injection | 0.5292 | 0.31752 | 0.2 |  |  | 0.2
GA | Mitchell (GA) | 727 | 4BB | Dougherty | 1971-05-24 | 252.5 | 41.8 | 31.4444 | -84.1322 | CAIRNOX, CAIRSO2, TRNOX, TRNOXOS, TRSO2G2 | Combustion turbine | Diesel Oil |  |  | Electric Utility | [16 empty] | 0.764 | 1.684 | 4134.644 | 0.6472 | 0.216 | 583.918 | 0.6838 | 0.131 | 355.839 | 0.7223 | 0.4 | 917.5 | 0.571 | 0.1 | 225.7 | 0.1 | None Reported | Water Injection | 0.571 | 0.3426 | 0.2 |  |  | 0.2
GA | Mitchell (GA) | 727 | 4CA | Dougherty | 1971-05-14 | 252.5 | 41.8 | 31.4444 | -84.1322 | CAIRNOX, CAIRSO2 | Combustion turbine | Diesel Oil |  |  | Electric Utility | [16 empty] | 0.6609 | 1.542 | 3956.127 | 0.7385 | 0.349 | 940.914 | [9 empty] | 0 | None Reported | Water Injection | 0.6609 | 0.39654 | 0 |  |  | 0
GA | Mitchell (GA) | 727 | 4CB | Dougherty | 1971-05-14 | 252.5 | 41.8 | 31.4444 | -84.1322 | CAIRNOX, CAIRSO2 | Combustion turbine | Diesel Oil |  |  | Electric Utility | [16 empty] | 0.7024 | 1.438 | 3785.78 | 0.6838 | 0.318 | 809.982 | [9 empty] | 0 | None Reported | Water Injection | 0.6838 | 0.41028 | 0 |  |  | 0
GA | MPC Generating, LLC | 7764 | 1 | Walton | 1999-10-22 | 1978 | 185.4 | 33.8122 | -83.6954 | ARP, CAIRNOX, CAIRSO2, TRNOX, TRNOXOS, TRSO2G2 | Combustion turbine | Pipeline Natural Gas | Diesel Oil | Water Injection | Electric Utility |  | 0.1118 | 1.567 | 31241 | 0.151 | 0.015 | 199.75 | 0.156 | 2.258 | 33283.9 |  |  |  | 0.1229 | 4.037 | 75921.575 | 0.1198 | 0.976 | 17840.375 | 0.118 | 1.46 | 26739.375 | 0.0991 | 4.661 | 101311.525 | 0.1173 | 4.5 | 81480.5 | 0.119 | 13.1 | 232699.4 | 1.1 | Water Injection | Low Ozone Season Rate | 0.0991 | 0.0991 | 3.8 |  |  | 3.8
GA | MPC Generating, LLC | 7764 | 2 | Walton | 2001-02-21 | 1978 | 200.7 | 33.8122 | -83.6954 | ARP, CAIRNOX, CAIRSO2, TRNOX, TRNOXOS, TRSO2G2 | Combustion turbine | Pipeline Natural Gas | Diesel Oil | Water Injection | Electric Utility |  | 0.1165 | 2.088 | 41859.8 | 0.123 | 0.491 | 9021.825 | 0.1774 | 1.309 | 17243.225 |  |  |  | 0.1148 | 2.975 | 56961 | 0.1488 | 0.92 | 15346.4 | 0.1136 | 1.4 | 26495.125 | 0.094 | 3.16 | 70811.3 | 0.1143 | 5.5 | 103600.2 | 0.1138 | 22.1 | 413617.3 | 1.4 | Water Injection | Low Ozone Season Rate | 0.094 | 0.094 | 4.5 |  |  | 4.5
GA | Riverside (734) | 734 | 12 | Chatham | 1956-06-01 | 523 | 37.5 | 32.0833 | -81.0958 | ARP | Tangentially-fired | Pipeline Natural Gas |  |  | Electric Utility | Electric Services | [26 empty] | 0 |  |  |  | 0 |  | Not Operating | 0 | 0 | 0 |  |  | 0
GA | Robins | 7348 | CT1 | Houston | 1995-05-17 | 1155 | 91.9 | 32.5806 | -83.5831 | ARP, CAIRNOX, CAIRSO2, TRNOX, TRNOXOS, TRSO2G2 | Combustion turbine | Pipeline Natural Gas | Diesel Oil | Water Injection | Electric Utility |  | 0.1137 | 1.101 | 17462.65 | 0.0913 | 2.785 | 58818.7 | 0.0874 | 0.404 | 9579.825 | 0.0867 | 5.12 | 118901.75 | 0.0863 | 8.98 | 209430.725 | 0.0904 | 2.902 | 60041.55 | 0.1047 | 2.058 | 38176.925 | 0.087 | 1.127 | 26126.375 | 0.0765 | 0.4 | 9501.5 | 0.0965 | 0.6 | 12527.8 | 0.2 | Water Injection | Low Ozone Season Rate | 0.0765 | 0.0765 | 0.4 |  |  | 0.4
GA | Robins | 7348 | CT2 | Houston | 1995-05-24 | 1155 | 91.9 | 32.5806 | -83.5831 | ARP, CAIRNOX, CAIRSO2, TRNOX, TRNOXOS, TRSO2G2 | Combustion turbine | Pipeline Natural Gas | Diesel Oil | Water Injection | Electric Utility |  | 0.1071 | 1.388 | 23808.5 | 0.0791 | 2.153 | 53951.2 | 0.0733 | 0.435 | 12071.725 | 0.0758 | 4.511 | 119897.025 | 0.075 | 8.213 | 220957.5 | 0.0774 | 1.958 | 51019.8 | 0.1062 | 2.005 | 36530.025 | 0.0954 | 0.3 | 6371.825 | 0.0895 | 0.4 | 9048.2 | 0.0963 | 0.2 | 3133.4 | 0.2 | Water Injection | Low Ozone Season Rate | 0.0733 | 0.0733 | 0.3 |  |  | 0.3
GA | Scherer | 6257 | 1 | Monroe | 1982-03-19 | 9860 | 891 | 33.0583 | -83.8072 | ARP | Tangentially-fired | Coal |  | Other | Electric Utility | Electric Services | 0.2125 | 2163.395 | 20100000 | 0.1588 | 2058.626 | 26100000 | 0.1644 | 2325.272 | 28500000 | 0.1729 | 2395.481 | 28000000 | 0.1544 | 2168.192 | 28200000 | 0.1438 | 2072.729 | 29100000 | 0.1339 | 1718.198 | 26100000 | 0.1322 | 1832.002 | 28500000 | 0.1256 | 1704.6 | 28100000 | 0.1569 | 2036.4 | 26900000 | 77.7 |  | New SCR | 0.1256 | 0.06 | 814.3 |  |  | 814.3
GA | Scherer | 6257 | 2 | Monroe | 1984-02-01 | 9874 | 891 | 33.0583 | -83.8072 | ARP | Tangentially-fired | Coal |  | Other | Electric Utility | Electric Services | 0.2349 | 2580.195 | 22100000 | 0.1523 | 2146.31 | 28600000 | 0.1457 | 2046.71 | 27900000 | 0.1482 | 2085.687 | 28400000 | 0.1392 | 1940.008 | 27800000 | 0.1362 | 2029.198 | 29600000 | 0.1466 | 2022.134 | 27800000 | 0.1429 | 2043.814 | 28900000 | 0.1526 | 2178.8 | 29100000 | 0.1475 | 1913.9 | 26400000 | 80.4 |  | New SCR | 0.1362 | 0.06 | 856.7 |  |  | 856.7
GA | Scherer | 6257 | 3 | Monroe | 1987-01-01 | 11000 | 891 | 33.0583 | -83.8072 | ARP | Tangentially-fired | Coal |  | Other | Electric Utility | Electric Services | 0.132 | 1732.288 | 26200000 | 0.1349 | 2081.083 | 30600000 | 0.1321 | 1866.636 | 28300000 | 0.1264 | 1870.803 | 29500000 | 0.1245 | 1931.722 | 31100000 | 0.131 | 1786.159 | 27300000 | 0.1332 | 1794.065 | 27100000 | 0.1313 | 1637.619 | 25200000 | 0.0633 | 1011.3 | 32000000 | 0.0593 | 768.4 | 25900000 | 79.2 | SCR | Existing SCR | 0.0593 | 0.0593 | 947.4 |  |  | 947.4
GA | Scherer | 6257 | 4 | Monroe | 1989-02-28 | 10400 | 891 | 33.0583 | -83.8072 | ARP | Tangentially-fired | Coal |  | Other | Electric Utility | Electric Services | 0.1365 | 2040.522 | 30000000 | 0.1372 | 2045.235 | 30000000 | 0.1421 | 1955.567 | 27900000 | 0.128 | 1555.648 | 24000000 | 0.1354 | 1914.912 | 28300000 | 0.1422 | 2214.618 | 31300000 | 0.1412 | 1983.064 | 28000000 | 0.1399 | 2098.645 | 30100000 | 0.1473 | 1776.1 | 24200000 | 0.0752 | 965.9 | 27000000 | 63.4 | SCR | Existing SCR | 0.0752 | 0.0752 | 906.7 |  |  | 906.7
GA | SEGCO Bainbridge | 56015 | P1A | Decatur | 1977-09-30 | 299 | 40 | 30.9111 | -84.5472 | CAIRNOX, CAIRSO2, TRNOX, TRNOXOS, TRSO2G2 | Combustion turbine | Diesel Oil |  | Water Injection | Electric Utility | [16 empty] | 1.2005 | 0.11 | 182.5 | 1.201 | 0.092 | 152.5 | 1.2008 | 0.149 | 248.2 | 1.2004 | 0.3 | 517.4 | 0.2046 | 0.1 | 906 | 0 | Water Injection | Low Ozone Season Rate | 0.2046 | 0.2046 | 0.1 |  |  | 0.1
GA | SEGCO Bainbridge | 56015 | P1B | Decatur | 1977-09-30 | 299.5 | 40 | 30.9111 | -84.5472 | CAIRNOX, CAIRSO2, TRNOX, TRNOXOS, TRSO2G2 | Combustion turbine | Diesel Oil |  | Water Injection | Electric Utility | [16 empty] | 1.2 | 0.113 | 188.7 | 1.2 | 0.094 | 155.8 | 1.2 | 0.149 | 248.6 | 1.2 | 0.3 | 518.1 | 0.2044 | 0.1 | 904.5 | 0 | Water Injection | Low Ozone Season Rate | 0.2044 | 0.2044 | 0.1 |  |  | 0.1
GA | SEGCO Bainbridge | 56015 | P2A | Decatur | 1977-09-30 | 314.6 | 40 | 30.9111 | -84.5472 | CAIRNOX, CAIRSO2, TRNOX, TRNOXOS, TRSO2G2 | Combustion turbine | Diesel Oil |  | Water Injection | Electric Utility | [16 empty] | 1.1995 | 0.117 | 195 | 1.2 | 0.096 | 160.4 | 1.2005 | 0.132 | 220.3 | 1.2002 | 0.3 | 538 | 0.2318 | 0.1 | 1010 | 0 | Water Injection | Low Ozone Season Rate | 0.2318 | 0.2318 | 0.1 |  |  | 0.1
GA | SEGCO Bainbridge | 56015 | P2B | Decatur | 1977-09-30 | 294.8 | 40 | 30.9111 | -84.5472 | CAIRNOX, CAIRSO2, TRNOX, TRNOXOS, TRSO2G2 | Combustion turbine | Diesel Oil |  | Water Injection | Electric Utility | [16 empty] | 1.199 | 0.11 | 182.8 | 1.2 | 0.09 | 150.4 | 1.1998 | 0.124 | 206.4 | 1.2 | 0.3 | 504.2 | 0.2319 | 0.1 | 946.3 | 0 | Water Injection | Low Ozone Season Rate | 0.2319 | 0.2319 | 0.1 |  |  | 0.1
GA | Sewell Creek Energy | 7813 | 1 | Polk | 2000-06-08 | 1560 | 121 | 33.9486 | -85.2769 | ARP, CAIRNOX, CAIRSO2, TRNOX, TRNOXOS, TRSO2G2 | Combustion turbine | Pipeline Natural Gas |  | Dry Low NOx Burners | Electric Utility |  | 0.035 | 0.067 | 3155.025 | 0.0512 | 0.3 | 19883.125 | 0.0566 | 0.756 | 40517.125 | 0.0357 | 1.371 | 86617.45 | 0.0484 | 2.685 | 140672.525 | 0.056 | 0.98 | 52726.775 | 0.0494 | 0.982 | 58139.775 | 0.055 | 0.74 | 37422.55 | 0.0376 | 3.4 | 218115.4 | 0.0372 | 0.8 | 47711.1 | 3.8 | Dry Low NOx Burners | Low Ozone Season Rate | 0.035 | 0.035 | 3.1 |  |  | 3.1
GA | Sewell Creek Energy | 7813 | 2 | Polk | 2000-06-21 | 1335 | 121 | 33.9486 | -85.2769 | ARP, CAIRNOX, CAIRSO2, TRNOX, TRNOXOS, TRSO2G2 | Combustion turbine | Pipeline Natural Gas |  | Dry Low NOx Burners | Electric Utility |  | 0.0768 | 0.095 | 4302.425 | 0.0451 | 0.423 | 23622.15 | 0.0524 | 0.404 | 17569.6 | 0.045 | 2.429 | 123123.45 | 0.0656 | 4.785 | 170898.125 | 0.0558 | 0.826 | 35701.575 | 0.0648 | 1.466 | 66961.225 | 0.0557 | 0.453 | 22016.3 | 0.0446 | 4.3 | 226380 | 0.0433 | 0.7 | 37293.3 | 4.6 | Dry Low NOx Burners | Low Ozone Season Rate | 0.0433 | 0.0433 | 4.2 |  |  | 4.2
GA | Sewell Creek Energy | 7813 | 3 | Polk | 2000-08-27 | 1510 | 164 | 33.9486 | -85.2769 | ARP, CAIRNOX, CAIRSO2, TRNOX, TRNOXOS, TRSO2G2 | Combustion turbine | Pipeline Natural Gas |  | Dry Low NOx Burners | Electric Utility |  | 0.1129 | 0.778 | 15930.35 | 0.0833 | 2.736 | 69110.7 | 0.0807 | 12.962 | 352562.525 | 0.0909 | 19.027 | 435000.025 | 0.0866 | 32.933 | 826251.075 | 0.0818 | 20.705 | 558205.575 | 0.0916 | 31.323 | 740320.225 | 0.0781 | 44.42 | 1205103.225 | 0.0773 | 47.4 | 1309905.3 | 0.0791 | 52.2 | 1429752.8 | 23.6 | Dry Low NOx Burners | Low Ozone Season Rate | 0.0773 | 0.0773 | 47.4 |  |  | 47.4
GA | Sewell Creek Energy | 7813 | 4 | Polk | 2000-05-25 | 1560 | 164 | 33.9486 | -85.2769 | ARP, CAIRNOX, CAIRSO2, TRNOX, TRNOXOS, TRSO2G2 | Combustion turbine | Pipeline Natural Gas |  | Dry Low NOx Burners | Electric Utility |  | 0.1082 | 0.144 | 3085.6 | 0.0939 | 4.174 | 97526.075 | 0.0966 | 15.365 | 337425.35 | 0.0992 | 29.556 | 619791.8 | 0.1072 | 25.906 | 520294 | 0.1075 | 19.988 | 392082.4 | 0.1085 | 28.882 | 563319.925 | 0.0973 | 49.973 | 1051936.525 | 0.1003 | 56.6 | 1167579.8 | 0.1014 | 60.2 | 1224616.5 | 20.4 | Dry Low NOx Burners | Low Ozone Season Rate | 0.0939 | 0.0939 | 53 |  |  | 53
GA | Smarr Energy Facility | 7829 | 1 | Monroe | 1999-06-01 | 1320 | 121 | 32.9856 | -83.8464 | ARP, CAIRNOX, CAIRSO2, TRNOX, TRNOXOS, TRSO2G2 | Combustion turbine | Pipeline Natural Gas |  | Dry Low NOx Burners | Electric Utility |  | 0.0682 | 0.216 | 9663.1 | 0.0649 | 0.449 | 20202.3 | 0.0698 | 0.1 | 4259.85 | 0.0479 | 4.286 | 216389.225 | 0.0486 | 4.433 | 232560.625 | 0.0505 | 2.518 | 118472.575 | 0.0482 | 2.368 | 118732.775 | 0.0434 | 17.876 | 962492.45 | 0.0353 | 13.1 | 851699.6 | 0.0391 | 19.3 | 1180435.2 | 17.6 | Dry Low NOx Burners | Low Ozone Season Rate | 0.0353 | 0.0353 | 13.1 |  |  | 13.1
GA | Smarr Energy Facility | 7829 | 2 | Monroe | 1999-06-12 | 1279 | 121 | 32.9856 | -83.8464 | ARP, CAIRNOX, CAIRSO2, TRNOX, TRNOXOS, TRSO2G2 | Combustion turbine | Pipeline Natural Gas |  | Dry Low NOx Burners | Electric Utility |  | 0.0467 | 0.223 | 10055.95 | 0.0536 | 0.392 | 18774.475 | 0.0673 | 0.078 | 3936.975 | 0.043 | 3.707 | 200978.2 | 0.0409 | 4.136 | 242622.75 | 0.0491 | 2.929 | 159386.475 | 0.0513 | 2.917 | 141490.25 | 0.0433 | 19.955 | 1066558.575 | 0.0464 | 5.5 | 282361.2 | 0.0525 | 6.1 | 274820 | 6 | Dry Low NOx Burners | Low Ozone Season Rate | 0.0409 | 0.0409 | 4.8 |  |  | 4.8
GA | Sowega Power Project | 7768 | CT2 | Mitchell | 1999-06-28 | 614 | 60 | 31.3869 | -84.0814 | ARP, CAIRNOX, CAIRSO2, TRNOX, TRNOXOS, TRSO2G2 | Combustion turbine | Pipeline Natural Gas | Diesel Oil | Water Injection | Small Power Producer |  | 0.1091 | 7.789 | 165273.45 | 0.1097 | 5.632 | 116152.5 | [6 empty] | 0.0896 | 4.798 | 126055.681 | 0.1065 | 4.306 | 92388.22 | 0.1173 | 0.262 | 5912.137 | 0.1 | 6.436 | 149211.839 | 0.0953 | 23.7 | 541476.2 | 0.0965 | 25.4 | 571130.2 | 24 | Water Injection | Low Ozone Season Rate | 0.0896 | 0.0896 | 22.2 |  |  | 22.2
GA | Sowega Power Project | 7768 | CT3 | Mitchell | 1999-07-20 | 614 | 60 | 31.3869 | -84.0814 | ARP, CAIRNOX, CAIRSO2, TRNOX, TRNOXOS, TRSO2G2 | Combustion turbine | Pipeline Natural Gas | Diesel Oil | Water Injection | Small Power Producer |  | 0.0851 | 9.75 | 245278.85 | 0.108 | 6.05 | 119652.75 | [6 empty] | 0.107 | 7.754 | 168034.206 | 0.1124 | 4.091 | 88398.623 | 0.0894 | 0.908 | 22390.835 | 0.0918 | 5.654 | 139313.631 | 0.0881 | 18.3 | 486634.9 | 0.0994 | 24.5 | 551184.2 | 21.6 | Water Injection | Low Ozone Season Rate | 0.0851 | 0.0851 | 17.7 |  |  | 17.7
GA | Talbot Energy Facility | 7916 | 1 | Talbot | 2002-04-03 | 1325 | 121 | 32.5892 | -84.6917 | ARP, CAIRNOX, CAIRSO2, TRNOX, TRNOXOS, TRSO2G2 | Combustion turbine | Pipeline Natural Gas |  | Dry Low NOx Burners | Electric Utility |  | 0.0486 | 1.083 | 60957.5 | 0.0328 | 0.813 | 55747.475 | 0.0362 | 1.61 | 113913.325 | 0.0321 | 4.338 | 327917.175 | 0.0323 | 4.945 | 382485.7 | 0.0384 | 0.908 | 66574.85 | 0.0367 | 2.198 | 151128.55 | 0.031 | 8.9 | 698982.425 | 0.0324 | 8.7 | 703345.5 | 0.0302 | 16.2 | 1371611.8 | 14.5 | Dry Low NOx Burners | Low Ozone Season Rate | 0.0302 | 0.0302 | 8.1 |  |  | 8.1
GA | Talbot Energy Facility | 7916 | 2 | Talbot | 2002-04-09 | 1319 | 121 | 32.5892 | -84.6917 | ARP, CAIRNOX, CAIRSO2, TRNOX, TRNOXOS, TRSO2G2 | Combustion turbine | Pipeline Natural Gas |  | Dry Low NOx Burners | Electric Utility |  | 0.0392 | 0.521 | 33432.275 | 0.04 | 0.543 | 29411.825 | 0.0459 | 1.451 | 81029.425 | 0.0302 | 3.94 | 314649.2 | 0.0313 | 4.578 | 385214.75 | 0.0372 | 0.62 | 43846.875 | 0.0347 | 1.733 | 129419.3 | 0.0322 | 5.989 | 479741.125 | 0.0336 | 8.8 | 644610 | 0.0313 | 10.6 | 866777 | 13.3 | Dry Low NOx Burners | Low Ozone Season Rate | 0.0302 | 0.0302 | 7.9 |  |  | 7.9
GA | Talbot Energy Facility | 7916 | 3 | Talbot | 2002-04-23 | 1389 | 121 | 32.5892 | -84.6917 | ARP, CAIRNOX, CAIRSO2, TRNOX, TRNOXOS, TRSO2G2 | Combustion turbine | Pipeline Natural Gas |  | Dry Low NOx Burners | Electric Utility |  | 0.0391 | 0.694 | 43056.05 | 0.0337 | 0.908 | 62426.925 | 0.0428 | 1.618 | 95053.9 | 0.0332 | 3.81 | 276621.9 | 0.032 | 4.873 | 381454.6 | 0.0354 | 1.047 | 73515.775 | 0.0324 | 1.452 | 108529.275 | 0.0341 | 6.85 | 529762.1 | 0.0333 | 7.7 | 579559.2 | 0.0322 | 9.3 | 684210.7 | 11.4 | Dry Low NOx Burners | Low Ozone Season Rate | 0.032 | 0.032 | 7.4 |  |  | 7.4
GA | Talbot Energy Facility | 7916 | 4 | Talbot | 2002-05-22 | 1410 | 121 | 32.5892 | -84.6917 | ARP, CAIRNOX, CAIRSO2, TRNOX, TRNOXOS, TRSO2G2 | Combustion turbine | Pipeline Natural Gas |  | Dry Low NOx Burners | Electric Utility |  | 0.0458 | 0.34 | 21515.575 | 0.0335 | 0.799 | 64133.35 | 0.0437 | 1.778 | 106409.75 | 0.0309 | 3.492 | 286151.85 | 0.0283 | 4.91 | 417427.7 | 0.0501 | 1.285 | 70087.6 | 0.0307 | 1.412 | 105194.125 | 0.0315 | 6.842 | 542690.85 | 0.0302 | 7.3 | 614307.8 | 0.0289 | 6.2 | 536770.7 | 11.9 | Dry Low NOx Burners | Low Ozone Season Rate | 0.0283 | 0.0283 | 6.8 |  |  | 6.8
GA | Talbot Energy Facility | 7916 | 5 | Talbot | 2003-03-17 | 1382 | 121 | 32.5892 | -84.6917 | ARP, CAIRNOX, CAIRSO2, TRNOX, TRNOXOS, TRSO2G2 | Combustion turbine | Pipeline Natural Gas | Diesel Oil | Dry Low NOx Burners | Electric Utility |  | 0.0351 | 0.955 | 68526.225 | 0.0402 | 6.047 | 329235.375 | 0.0475 | 1.837 | 94981.75 | 0.0344 | 4.335 | 285633.1 | 0.0396 | 6.276 | 366829.525 | 0.0444 | 1.172 | 65600.85 | 0.0375 | 1.558 | 97937.05 | 0.0368 | 7.365 | 481702.825 | 0.0357 | 6.8 | 486811.1 | 0.0379 | 6.3 | 415739.2 | 9.6 | Dry Low NOx Burners | Low Ozone Season Rate | 0.0344 | 0.0344 | 6.6 |  |  | 6.6
GA | Talbot Energy Facility | 7916 | 6 | Talbot | 2003-04-08 | 1340 | 121 | 32.5892 | -84.6917 | ARP, CAIRNOX, CAIRSO2, TRNOX, TRNOXOS, TRSO2G2 | Combustion turbine | Pipeline Natural Gas | Diesel Oil | Dry Low NOx Burners | Electric Utility |  | 0.0272 | 1.45 | 116695.975 | 0.0313 | 4.139 | 321983.9 | 0.0393 | 1.58 | 100616.075 | 0.0341 | 3.988 | 261125 | 0.0383 | 5.478 | 314692.025 | 0.0521 | 0.873 | 54358.1 | 0.0358 | 1.016 | 69853.4 | 0.0343 | 6.122 | 438887.8 | 0.0358 | 6.4 | 440957.9 | 0.0368 | 5.3 | 354249.1 | 9 | Dry Low NOx Burners | Low Ozone Season Rate | 0.0272 | 0.0272 | 4.8 |  |  | 4.8
GA | Tenaska Georgia Generating Station | 55061 | CT1 | Heard | 2001-06-01 | 2586 | 183.2 | 33.3516 | -84.9996 | ARP, CAIRNOX, CAIRSO2, TRNOX, TRNOXOS, TRSO2G2 | Combustion turbine | Pipeline Natural Gas | Diesel Oil | Dry Low NOx Burners<br>Water Injection | Electric Utility | [10 empty] | 0.0346 | 0.473 | 33461.725 | 0.0362 | 3.433 | 228056.525 | 0.0453 | 0.52 | 29679.55 |  |  |  | 0.0429 | 1.982 | 106830.5 | 0.0361 | 5.1 | 320966.5 | 0.0371 | 6.2 | 370475.3 | 3.4 | Dry Low NOx Burners<br>Water Injection | Low Ozone Season Rate | 0.0346 | 0.0346 | 4.9 |  |  | 4.9
GA | Tenaska Georgia Generating Station | 55061 | CT2 | Heard | 2001-08-30 | 2586 | 183.2 | 33.3516 | -84.9996 | ARP, CAIRNOX, CAIRSO2, TRNOX, TRNOXOS, TRSO2G2 | Combustion turbine | Pipeline Natural Gas | Diesel Oil | Dry Low NOx Burners<br>Water Injection | Electric Utility | [7 empty] | 0.0896 | 1.96 | 51061.5 | 0.0415 | 0.543 | 35372.425 | 0.0338 | 4.072 | 278429.55 | 0.0548 | 0.162 | 10377.375 |  |  |  | 0.0355 | 3.303 | 214473.2 | 0.0361 | 1.7 | 99699.4 | 0.0344 | 9.6 | 639579.5 | 1 | Dry Low NOx Burners<br>Water Injection | Low Ozone Season Rate | 0.0338 | 0.0338 | 1.6 |  |  | 1.6
GA | Tenaska Georgia Generating Station | 55061 | CT3 | Heard | 2001-06-01 | 2586 | 183.2 | 33.3516 | -84.9996 | ARP, CAIRNOX, CAIRSO2, TRNOX, TRNOXOS, TRSO2G2 | Combustion turbine | Pipeline Natural Gas | Diesel Oil | Dry Low NOx Burners<br>Water Injection | Electric Utility | [7 empty] | 0.1449 | 6.967 | 77662.875 | 0.0926 | 0.292 | 10945.85 | 0.0425 | 4.265 | 249494.775 | 0.0455 | 0.848 | 46186.75 |  |  |  | 0.0396 | 3.071 | 180295.15 | 0.0387 | 2.7 | 159630 | 0.0353 | 8.3 | 538542.8 | 1.7 | Dry Low NOx Burners<br>Water Injection | Low Ozone Season Rate | 0.0353 | 0.0353 | 2.5 |  |  | 2.5
GA | Tenaska Georgia Generating Station | 55061 | CT4 | Heard | 2002-04-01 | 2586 | 183.2 | 33.3516 | -84.9996 | ARP, CAIRNOX, CAIRSO2, TRNOX, TRNOXOS, TRSO2G2 | Combustion turbine | Pipeline Natural Gas | Diesel Oil | Dry Low NOx Burners<br>Water Injection | Electric Utility | [10 empty] | 0.044 | 0.546 | 30764.75 | 0.034 | 3.539 | 244875.05 | 0.0404 | 0.786 | 44828.475 |  |  |  | 0.0406 | 3.578 | 194100.075 | 0.0753 | 10.6 | 283548.1 | 0.0405 | 12 | 638449.5 | 3 | Dry Low NOx Burners<br>Water Injection | Low Ozone Season Rate | 0.034 | 0.034 | 4.8 |  |  | 4.8
GA | Tenaska Georgia Generating Station | 55061 | CT5 | Heard | 2002-04-01 | 2586 | 183.2 | 33.3516 | -84.9996 | ARP, CAIRNOX, CAIRSO2, TRNOX, TRNOXOS, TRSO2G2 | Combustion turbine | Pipeline Natural Gas | Diesel Oil | Dry Low NOx Burners<br>Water Injection | Electric Utility | [7 empty] | 0.1241 | 4.25 | 81378.225 | 0.0404 | 0.387 | 25768 | 0.033 | 3.294 | 247620.75 | 0.0388 | 0.356 | 25013.875 |  |  |  | 0.0318 | 2.656 | 192322.375 | 0.0347 | 4.5 | 305918.7 | 0.0467 | 8.2 | 403524.9 | 3.2 | Dry Low NOx Burners<br>Water Injection | Low Ozone Season Rate | 0.0318 | 0.0318 | 4.1 |  |  | 4.1
GA | Tenaska Georgia Generating Station | 55061 | CT6 | Heard | 2002-04-01 | 2586 | 183.2 | 33.3516 | -84.9996 | ARP, CAIRNOX, CAIRSO2, TRNOX, TRNOXOS, TRSO2G2 | Combustion turbine | Pipeline Natural Gas | Diesel Oil | Dry Low NOx Burners<br>Water Injection | Electric Utility | [7 empty] | 0.1104 | 1.359 | 26134.45 | 0.0464 | 0.724 | 37884.825 | 0.0345 | 3.732 | 256357.4 | 0.0367 | 0.706 | 45802.325 |  |  |  | 0.0381 | 2.578 | 164126.775 | 0.0851 | 8.6 | 241214.8 | 0.0655 | 17 | 557558.5 | 2.5 | Dry Low NOx Burners<br>Water Injection | Low Ozone Season Rate | 0.0345 | 0.0345 | 3.5 |  |  | 3.5
GA | Thomas A. Smith Energy Facility | 55382 | CCCT1 | Murray | 2002-03-30 | 2700 | 147 | 34.7094 | -84.9182 | ARP, CAIRNOX, CAIRSO2, TRNOX, TRNOXOS, TRSO2G2 | Combined cycle | Pipeline Natural Gas |  | Dry Low NOx Burners<br>Selective Catalytic Reduction | Electric Utility |  | 0.0303 | 11.878 | 1555423.598 | 0.031 | 12.857 | 1537325.806 | 0.0245 | 13.953 | 1953039.532 | 0.0195 | 12.054 | 2067592.363 | 0.0207 | 18.293 | 3051726.442 | 0.0275 | 15.315 | 2189235.018 | 0.0301 | 18.614 | 2527259.247 | 0.0256 | 23.776 | 3676776.873 | 0.0219 | 24.7 | 3912869 | 0.0127 | 23.5 | 4708698.3 | 39.5 | Dry Low NOx Burners<br>Selective Catalytic Reduction | Existing SCR | 0.0127 | 0.0127 | 14.3 |  |  | 14.3
GA | Thomas A. Smith Energy Facility | 55382 | CCCT2 | Murray | 2002-03-30 | 2700 | 147 | 34.7094 | -84.9182 | ARP, CAIRNOX, CAIRSO2, TRNOX, TRNOXOS, TRSO2G2 | Combined cycle | Pipeline Natural Gas |  | Dry Low NOx Burners<br>Selective Catalytic Reduction | Electric Utility |  | 0.029 | 13.22 | 1739533.112 | 0.0314 | 10.485 | 1315174.26 | 0.0219 | 11.958 | 1874015.912 | 0.0297 | 17.877 | 2159808.837 | 0.0234 | 21.197 | 3159259.034 | 0.024 | 13.343 | 2083071.174 | 0.0211 | 14.35 | 2360148.262 | 0.0181 | 20.381 | 3783911.254 | 0.017 | 21.5 | 3891574.7 | 0.0122 | 23.4 | 4649064.1 | 39.3 | Dry Low NOx Burners<br>Selective Catalytic Reduction | Existing SCR | 0.0122 | 0.0122 | 15.4 |  |  | 15.4
GA | Thomas A. Smith Energy Facility | 55382 | CCCT3 | Murray | 2002-04-14 | 2700 | 147 | 34.7094 | -84.9182 | ARP, CAIRNOX, CAIRSO2, TRNOX, TRNOXOS, TRSO2G2 | Combined cycle | Pipeline Natural Gas |  | Dry Low NOx Burners<br>Selective Catalytic Reduction | Electric Utility |  | 0.0307 | 11.844 | 1485339.449 | 0.0265 | 16.538 | 2284799.958 | 0.0257 | 15.051 | 2057491.806 | 0.024 | 12.244 | 2007668.407 | 0.0249 | 18.275 | 2517123.564 | 0.0225 | 12.9 | 2083194.647 | 0.0253 | 24.751 | 3730642.517 | 0.0193 | 21.657 | 3948535.583 | 0.0208 | 21.3 | 3515174.8 | 0.016 | 21.4 | 4079694.8 | 35.5 | Dry Low NOx Burners<br>Selective Catalytic Reduction | Existing SCR | 0.016 | 0.016 | 16.4 |  |  | 16.4
GA | Thomas A. Smith Energy Facility | 55382 | CCCT4 | Murray | 2002-04-15 | 2700 | 147 | 34.7094 | -84.9182 | ARP, CAIRNOX, CAIRSO2, TRNOX, TRNOXOS, TRSO2G2 | Combined cycle | Pipeline Natural Gas |  | Dry Low NOx Burners<br>Selective Catalytic Reduction | Electric Utility |  | 0.0323 | 10.187 | 1276375.936 | 0.0271 | 17.114 | 2311765.188 | 0.0268 | 14.487 | 1962437.127 | 0.0243 | 12.345 | 1833630.884 | 0.0231 | 17.557 | 2822184.978 | 0.0296 | 13.772 | 1925771.949 | 0.0276 | 24.509 | 3585701.409 | 0.0262 | 23.856 | 3465751.929 | 0.0183 | 17.3 | 3057793.8 | 0.0134 | 17.3 | 3552733.1 | 30.8 | Dry Low NOx Burners<br>Selective Catalytic Reduction | Existing SCR | 0.0134 | 0.0134 | 12.7 |  |  | 12.7
GA | Walton County Power, LLC | 55128 | T1 | Walton | 2001-04-23 | 1809 | 164.7 | 33.8147 | -83.6969 | ARP, CAIRNOX, CAIRSO2, TRNOX, TRNOXOS, TRSO2G2 | Combustion turbine | Pipeline Natural Gas |  | Dry Low NOx Burners | Electric Utility |  | 0.0449 | 0.232 | 11013.75 |  |  |  | 0.0491 | 7.344 | 406550.275 | 0.0613 | 9.197 | 359690.825 | 0.0566 | 8.629 | 343705.636 | 0.0803 | 1.063 | 31241.751 | 0.064 | 7.512 | 288908.263 | 0.0522 | 21.487 | 949617.323 | 0.0545 | 20.7 | 901402.7 | 0.0527 | 25.2 | 1098537.5 | 13.6 | Dry Low NOx Burners | Low Ozone Season Rate | 0.0449 | 0.0449 | 17.1 |  |  | 17.1
GA | Walton County Power, LLC | 55128 | T2 | Walton | 2001-05-05 | 1809 | 164.7 | 33.8147 | -83.6969 | ARP, CAIRNOX, CAIRSO2, TRNOX, TRNOXOS, TRSO2G2 | Combustion turbine | Pipeline Natural Gas |  | Dry Low NOx Burners | Electric Utility |  | 0.0516 | 0.178 | 10436.95 |  |  |  | 0.0553 | 5.987 | 304771.5 | 0.0716 | 12.126 | 382566.875 | 0.063 | 6.801 | 242207.744 | 0.067 | 1.697 | 55834.542 | 0.0777 | 9.959 | 278658.834 | 0.0628 | 26.024 | 918321.495 | 0.0671 | 26.4 | 905015.9 | 0.0594 | 27.6 | 1060521.6 | 13.6 | Dry Low NOx Burners | Low Ozone Season Rate | 0.0516 | 0.0516 | 20.3 |  |  | 20.3
GA | Walton County Power, LLC | 55128 | T3 | Walton | 2001-05-25 | 1809 | 164.7 | 33.8147 | -83.6969 | ARP, CAIRNOX, CAIRSO2, TRNOX, TRNOXOS, TRSO2G2 | Combustion turbine | Pipeline Natural Gas |  | Dry Low NOx Burners | Electric Utility |  | 0.0911 | 0.593 | 18284.225 |  |  |  | 0.0539 | 4.085 | 217871.4 | 0.0555 | 9.415 | 415862.4 | 0.0474 | 5.836 | 272832.257 | 0.0514 | 1.585 | 69481.231 | 0.0553 | 6.894 | 293023.049 | 0.0525 | 21.198 | 968537.897 | 0.0558 | 20.4 | 861792.8 | 0.0472 | 14.8 | 730785.3 | 13 | Dry Low NOx Burners | Low Ozone Season Rate | 0.0472 | 0.0472 | 17.3 |  |  | 17.3
GA | Wansley (6052) | 6052 | 1 | Heard | 1976-12-24 | 9420 | 952 | 33.4124 | -85.0345 | ARP | Tangentially-fired | Coal |  | Low NOx Burner Technology w/ Closed-coupled/Separated OFA<br>Selective Catalytic Reduction (Began May 01, 2003) | Electric Utility | Electric Services | 0.0541 | 703.474 | 26700000 | 0.0511 | 670.773 | 26500000 | 0.0525 | 728.729 | 27900000 | 0.0515 | 746.455 | 29100000 | 0.0532 | 757.333 | 28900000 | 0.0538 | 744.81 | 27900000 | 0.0546 | 553.724 | 20500000 | 0.0475 | 556.156 | 23300000 | 0.0555 | 658.7 | 24100000 | 0.058 | 434.3 | 15300000 | 69.8 | SCR | Existing SCR | 0.0475 | 0.0475 | 563.8 |  |  | 563.8
GA | Wansley (6052) | 6052 | 2 | Heard | 1978-04-25 | 9420 | 952 | 33.4124 | -85.0345 | ARP | Tangentially-fired | Coal |  | Low NOx Burner Technology w/ Closed-coupled/Separated OFA<br>Selective Catalytic Reduction (Began May 01, 2003) | Electric Utility | Electric Services | 0.0536 | 725.531 | 27700000 | 0.0524 | 745.591 | 28500000 | 0.0524 | 758.263 | 29400000 | 0.0507 | 739.966 | 29300000 | 0.0519 | 775.794 | 30000000 | 0.0513 | 646.24 | 25300000 | 0.0553 | 449.853 | 16500000 | 0.0519 | 606.326 | 23500000 | 0.0524 | 628.4 | 23900000 | 0.0547 | 571.1 | 21000000 | 69.2 | SCR | Existing SCR | 0.0507 | 0.0507 | 608 |  |  | 608
GA | Wansley (6052) | 6052 | 5A | Heard | 1980-11-17 | 710 | 52.8 | 33.4124 | -85.0345 | CAIRNOX, CAIRSO2, TRNOX, TRNOXOS, TRSO2G2 | Combustion turbine | Diesel Oil |  | Water Injection | Electric Utility | [16 empty] | 0.3022 | 0.465 | 2927.899 | 0.2691 | 0.383 | 2713.76 | 0.2826 | 0.39 | 2481.984 | 0.263 | 0 | 328.1 |  |  |  | 0 | Water Injection | Low Ozone Season Rate | 0.263 | 0.263 | 0 |  |  | 0
GA | Wansley (6052) | 6052 | 6A | Heard | 2001-12-13 | 2127 |  | 33.4124 | -85.0345 | ARP, CAIRNOX, CAIRSO2 | Combined cycle | Pipeline Natural Gas |  | Dry Low NOx Burners<br>Selective Catalytic Reduction | Electric Utility |  | 0.0146 | 9.841 | 1801284.125 | 0.0324 | 15.612 | 1529222.375 | 0.0409 | 31.961 | 2307047.175 | 0.0279 | 26.49 | 2967056.4 | 0.0216 | 22.887 | 3114774.4 | 0.0259 | 21.032 | 2630295.5 | 0.0211 | 23.798 | 3440464.4 | 0.0136 | 24.557 | 4705793.55 | 0.0093 | 22.4 | 5366501 |  |  |  | 68.7 | Dry Low NOx Burners<br>Selective Catalytic Reduction | Existing SCR | 0.0093 | 0.0093 | 22.4 |  |  | 22.4
GA | Wansley (6052) | 6052 | 6B | Heard | 2001-12-13 | 2127 |  | 33.4124 | -85.0345 | ARP, CAIRNOX, CAIRSO2 | Combined cycle | Pipeline Natural Gas |  | Dry Low NOx Burners<br>Selective Catalytic Reduction | Electric Utility |  | 0.0161 | 9.924 | 1705852.475 | 0.0247 | 12.359 | 1552069.175 | 0.0379 | 28.086 | 2367625.425 | 0.024 | 23.497 | 3047079.775 | 0.0212 | 23.24 | 3204218.225 | 0.027 | 22.208 | 2697795.775 | 0.0208 | 23.59 | 3552180.825 | 0.0145 | 24.782 | 4671441.3 | 0.0091 | 23.6 | 5520822.6 |  |  |  | 70.7 | Dry Low NOx Burners<br>Selective Catalytic Reduction | Existing SCR | 0.0091 | 0.0091 | 23.6 |  |  | 23.6
GA | Wansley (6052) | 6052 | 7A | Heard | 2001-12-13 | 2127 |  | 33.4124 | -85.0345 | ARP, CAIRNOX, CAIRSO2 | Combined cycle | Pipeline Natural Gas |  | Dry Low NOx Burners<br>Selective Catalytic Reduction | Electric Utility |  | 0.0157 | 10.291 | 1797475.25 | 0.0336 | 17.126 | 1657649.85 | 0.0571 | 48.558 | 2242610.325 | 0.0256 | 23.002 | 2795837.05 | 0.024 | 22.98 | 3019552.575 | 0.028 | 21.745 | 2602912.775 | 0.0211 | 23.904 | 3570745.35 | 0.0174 | 23.41 | 3977923.75 | 0.019 | 23 | 3676283.6 |  |  |  | 47.1 | Dry Low NOx Burners<br>Selective Catalytic Reduction | Existing SCR | 0.0157 | 0.0157 | 19 |  |  | 19
GA | Wansley (6052) | 6052 | 7B | Heard | 2001-12-13 | 2127 |  | 33.4124 | -85.0345 | ARP, CAIRNOX, CAIRSO2 | Combined cycle | Pipeline Natural Gas |  | Dry Low NOx Burners<br>Selective Catalytic Reduction | Electric Utility |  | 0.0124 | 8.764 | 1752802.525 | 0.0229 | 11.385 | 1569104.375 | 0.0379 | 26.885 | 2212055.8 | 0.0234 | 20.71 | 2746108.05 | 0.028 | 26.74 | 3027917.8 | 0.028 | 21.98 | 2628354.775 | 0.021 | 23.379 | 3543569.2 | 0.0191 | 24.927 | 4026905.075 | 0.0181 | 23.1 | 3699482 |  |  |  | 47.4 | Dry Low NOx Burners<br>Selective Catalytic Reduction | Existing SCR | 0.0124 | 0.0124 | 15.8 |  |  | 15.8
GA | Wansley (7946) | 7946 | CT9A | Heard | 2004-01-26 | 2150 | 171 | 33.4082 | -85.0399 | ARP, CAIRNOX, CAIRSO2, TRNOX, TRNOXOS, TRSO2G2 | Combined cycle | Pipeline Natural Gas |  | Dry Low NOx Burners<br>Selective Catalytic Reduction | Electric Utility |  |  |  |  | 0.0323 | 16.065 | 1888463.838 | 0.0368 | 20.753 | 1967955.587 | 0.0336 | 18.153 | 1846660.917 | 0.03 | 23.161 | 2530267.945 | 0.0294 | 13.023 | 1457205.985 | 0.0168 | 18.296 | 2949155.511 | 0.0174 | 19.632 | 3103106.554 | 0.0152 | 17 | 2855322.8 | 0.0139 | 20.9 | 3560120.8 | 36.2 | Dry Low NOx Burners<br>Selective Catalytic Reduction | Existing SCR | 0.0139 | 0.0139 | 15.5 |  |  | 15.5
GA | Wansley (7946) | 7946 | CT9B | Heard | 2004-01-26 | 2150 | 50 | 33.4082 | -85.0399 | ARP, CAIRNOX, CAIRSO2, TRNOX, TRNOXOS, TRSO2G2 | Combined cycle | Pipeline Natural Gas |  | Dry Low NOx Burners<br>Selective Catalytic Reduction | Electric Utility |  |  |  |  | 0.0359 | 20.121 | 2055872.038 | 0.0355 | 23.166 | 2132039.828 | 0.0331 | 17.481 | 1819107.454 | 0.0273 | 20.408 | 2427299.488 | 0.035 | 15.607 | 1653297.042 | 0.0185 | 19.914 | 2943922.337 | 0.0201 | 22.6 | 3082466.158 | 0.0255 | 24 | 2923693.4 | 0.0149 | 21.7 | 3460255.9 | 37 | Dry Low NOx Burners<br>Selective Catalytic Reduction | Existing SCR | 0.0149 | 0.0149 | 14 |  |  | 14
GA | Wansley CC (55965) | 55965 | 6A | Heard | 2001-12-13 | 2150 | 203.1 | 33.4167 | -85.0333 | ARP, CAIRNOX, CAIRSO2, TRNOX, TRNOXOS, TRSO2G2 | Combined cycle | Pipeline Natural Gas |  | Dry Low NOx Burners<br>Selective Catalytic Reduction | Electric Utility | [28 empty] | 0.0091 | 22.3 | 5411251.1 | 0 | Dry Low NOx Burners<br>Selective Catalytic Reduction | Existing SCR | 0.0091 | 0.0091 | 0 |  |  | 0
GA | Wansley CC (55965) | 55965 | 6B | Heard | 2001-12-13 | 2166.6 | 203.1 | 33.4167 | -85.0333 | ARP, CAIRNOX, CAIRSO2, TRNOX, TRNOXOS, TRSO2G2 | Combined cycle | Pipeline Natural Gas |  | Dry Low NOx Burners<br>Selective Catalytic Reduction | Electric Utility | [28 empty] | 0.0097 | 26.9 | 6037274.9 | 0 | Dry Low NOx Burners<br>Selective Catalytic Reduction | Existing SCR | 0.0097 | 0.0097 | 0 |  |  | 0
GA | Wansley CC (55965) | 55965 | 7A | Heard | 2001-12-13 | 2150 | 203.1 | 33.4167 | -85.0333 | ARP, CAIRNOX, CAIRSO2, TRNOX, TRNOXOS, TRSO2G2 | Combined cycle | Pipeline Natural Gas |  | Dry Low NOx Burners<br>Selective Catalytic Reduction | Electric Utility | [28 empty] | 0.0182 | 27.1 | 4465895 | 0 | Dry Low NOx Burners<br>Selective Catalytic Reduction | Existing SCR | 0.0182 | 0.0182 | 0 |  |  | 0
GA | Wansley CC (55965) | 55965 | 7B | Heard | 2001-12-13 | 2150 | 203.1 | 33.4167 | -85.0333 | ARP, CAIRNOX, CAIRSO2, TRNOX, TRNOXOS, TRSO2G2 | Combined cycle | Pipeline Natural Gas |  | Dry Low NOx Burners<br>Selective Catalytic Reduction | Electric Utility | [28 empty] | 0.0156 | 25.9 | 4508458.6 | 0 | Dry Low NOx Burners<br>Selective Catalytic Reduction | Existing SCR | 0.0156 | 0.0156 | 0 |  |  | 0
GA | Washington County Power, LLC | 55332 | T1 | Washington | 2003-02-13 | 1944 | 198.9 | 33.0917 | -82.9803 | ARP, CAIRNOX, CAIRSO2, TRNOX, TRNOXOS, TRSO2G2 | Combustion turbine | Pipeline Natural Gas |  | Dry Low NOx Burners | Electric Utility |  | 0.1004 | 0.502 | 14334.525 | 0.124 | 0.143 | 2802.55 | 0.0661 | 0.775 | 41175.25 | 0.0531 | 2.097 | 127858.95 | 0.0525 | 2.766 | 177327.139 | 0.0395 | 2.906 | 197757.101 | 0.0676 | 0.395 | 28483.217 | 0.0718 | 7.786 | 419865.155 | 0.0722 | 7 | 312522.2 | 0.0405 | 7.5 | 424209.7 | 4.4 | Dry Low NOx Burners | Low Ozone Season Rate | 0.0395 | 0.0395 | 3.8 |  |  | 3.8
GA | Washington County Power, LLC | 55332 | T2 | Washington | 2003-03-03 | 1944 | 198.9 | 33.0917 | -82.9803 | ARP, CAIRNOX, CAIRSO2, TRNOX, TRNOXOS, TRSO2G2 | Combustion turbine | Pipeline Natural Gas |  | Dry Low NOx Burners | Electric Utility |  | 0.1399 | 0.499 | 14498.25 | 0.1107 | 0.068 | 2086.95 | 0.0963 | 0.782 | 32342.825 | 0.0524 | 4.361 | 274909.55 | 0.0573 | 3.058 | 192177.201 | 0.0507 | 3 | 156305.701 | 0.0602 | 3.146 | 147698.795 | 0.0551 | 12.096 | 597293.96 | 0.0613 | 11.7 | 502036.3 | 0.052 | 7.7 | 360982.9 | 7 | Dry Low NOx Burners | Low Ozone Season Rate | 0.0507 | 0.0507 | 9.6 |  |  | 9.6
GA | Washington County Power, LLC | 55332 | T3 | Washington | 2003-03-27 | 1944 | 198.9 | 33.0917 | -82.9803 | ARP, CAIRNOX, CAIRSO2, TRNOX, TRNOXOS, TRSO2G2 | Combustion turbine | Pipeline Natural Gas |  | Dry Low NOx Burners | Electric Utility |  | 0.0767 | 0.226 | 12034.475 | 0.121 | 0.087 | 2125.45 | 0.0808 | 0.803 | 39279.025 | 0.0509 | 4.087 | 257474.175 | 0.0532 | 2.449 | 170674.987 | 0.0421 | 2.424 | 153040.582 | 0.0571 | 2.813 | 146162.076 | 0.05 | 11.413 | 623098.933 | 0.0557 | 10.5 | 522440.3 | 0.0441 | 12.5 | 692963.9 | 7.3 | Dry Low NOx Burners | Low Ozone Season Rate | 0.0421 | 0.0421 | 7.9 |  |  | 7.9
GA | Washington County Power, LLC | 55332 | T4 | Washington | 2003-04-07 | 1944 | 198.9 | 33.0917 | -82.9803 | ARP, CAIRNOX, CAIRSO2, TRNOX, TRNOXOS, TRSO2G2 | Combustion turbine | Pipeline Natural Gas |  | Dry Low NOx Burners | Electric Utility |  | 0.1309 | 0.249 | 6835.725 | 0.1193 | 0.078 | 2305.675 | 0.0594 | 0.66 | 36649.55 | 0.0532 | 1.427 | 89678.6 | 0.0521 | 3.847 | 261178.427 | 0.0426 | 2.415 | 151358.951 | 0.0812 | 0.315 | 20952.334 | 0.0589 | 8.054 | 474279.554 | 0.0706 | 7.1 | 326184.2 | 0.036 | 6.6 | 401858.3 | 4.6 | Dry Low NOx Burners | Low Ozone Season Rate | 0.036 | 0.036 | 3.6 |  |  | 3.6
GA | Yates | 728 | Y1BR | Coweta | 1950-09-12 | 1380 | 122.5 | 33.4622 | -84.8986 | ARP | Tangentially-fired | Coal |  | Other | Electric Utility | Electric Services | 0.3036 | 384.028 | 2356140.275 | 0.3045 | 388.962 | 2430082.8 | 0.3305 | 536.478 | 3090953.975 | 0.3277 | 528.992 | 3043336 | 0.3362 | 536.369 | 2964737.175 | 0.3254 | 524.355 | 2994265.125 | 0.2737 | 359.596 | 2469609.425 | 0.2723 | 341.249 | 2354512.6 | 0.2439 | 95.9 | 773703 |  |  |  | 15.3 |  | New SNCR | 0.2439 | 0.14634 | 57.6 | Shutdown | Gas Combined Cycle Replacement | 3.7 | 92.3
GA | Yates | 728 | Y2BR | Coweta | 1950-11-19 | 1404 | 122.5 | 33.4622 | -84.8986 | ARP | Tangentially-fired | Coal |  | Other | Electric Utility | Electric Services | 0.3249 | 442.175 | 2556206.99 | 0.3248 | 471.471 | 2748489.872 | 0.3389 | 521.071 | 2926425.662 | 0.3365 | 533.314 | 2980693.347 | 0.3439 | 520.43 | 2804342.95 | 0.3347 | 498.377 | 2754704.504 | 0.2686 | 293.022 | 2111357.9 | 0.3109 | 382.23 | 2314847.5 | 0.2657 | 260.3 | 1931704.3 | 0.2651 | 247.6 | 1858556.2 | 37.5 |  | New SNCR | 0.2651 | 0.15906 | 155.8 | Shutdown | Gas Combined Cycle Replacement | 9.2 | 251.1
GA | Yates | 728 | Y3BR | Coweta | 1952-08-17 | 1552 | 122.5 | 33.4622 | -84.8986 | ARP | Tangentially-fired | Coal |  | Other | Electric Utility | Electric Services | 0.3266 | 350.734 | 2010510.06 | 0.3248 | 468.157 | 2726700.828 | 0.3403 | 476.033 | 2650329.538 | 0.3404 | 469.889 | 2604551.453 | 0.3439 | 526.904 | 2841720.85 | 0.3357 | 464.829 | 2566481.396 | 0.2687 | 271.733 | 1958973.775 | 0.3076 | 402.392 | 2473987 | 0.2657 | 210.2 | 1554310.4 | 0.2619 | 219.7 | 1669869.1 | 27.3 |  | New SNCR | 0.2619 | 0.06 | 47.5 | Shutdown | Gas Combined Cycle Replacement | 7.4 | 202.8
GA | Yates | 728 | Y4BR | Coweta | 1957-06-22 | 1579 | 156.2 | 33.4622 | -84.8986 | ARP | Tangentially-fired | Coal |  | Low NOx Burner Technology w/ Closed-coupled OFA<br>Other | Electric Utility | Electric Services | 0.2932 | 364.228 | 2416093.379 | 0.3018 | 485.016 | 3188954.309 | 0.3017 | 548.928 | 3611484.65 | 0.2967 | 516.864 | 3421538.022 | 0.2971 | 492.487 | 3254947.646 | 0.2952 | 501.203 | 3319449.479 | 0.2883 | 389.708 | 2653723.525 | 0.2945 | 466.796 | 3110298.075 | 0.2932 | 221.5 | 1488479.2 |  |  |  | 25.7 |  | New SNCR | 0.2883 | 0.17298 | 130.7 | Shutdown | Gas Combined Cycle Replacement | 7.1 | 214.5
GA | Yates | 728 | Y5BR | Coweta | 1958-05-11 | 1664 | 156.2 | 33.4622 | -84.8986 | ARP | Tangentially-fired | Coal |  | Low NOx Burner Technology w/ Closed-coupled OFA<br>Other | Electric Utility | Electric Services | 0.2925 | 396.594 | 2640923.471 | 0.3009 | 460.177 | 3026124.491 | 0.3009 | 592.746 | 3885264.05 | 0.2961 | 549.548 | 3642422.503 | 0.2969 | 590.657 | 3913202.954 | 0.2938 | 550.292 | 3656105.621 | 0.2889 | 306.867 | 2093968.725 | 0.2962 | 462.166 | 3061897.6 | 0.2921 | 216.4 | 1475514.6 |  |  |  | 24.1 |  | New SNCR | 0.2889 | 0.17334 | 128.4 | Shutdown | Gas Combined Cycle Replacement | 7 | 209.4
GA | Yates | 728 | Y6BR | Coweta | 1974-07-23 | 4183 | 403.7 | 33.4622 | -84.8986 | ARP | Tangentially-fired | Coal |  | Low NOx Burner Technology w/ Separated OFA<br>Other | Electric Utility | Electric Services | 0.2272 | 988.205 | 8645843.4 | 0.2351 | 958.263 | 8107644.8 | 0.2271 | 1145.522 | 9941853.1 | 0.233 | 1140.374 | 9644930.275 | 0.2286 | 1206.54 | 10500000 | 0.2219 | 1194.191 | 10600000 | 0.2266 | 994.123 | 8699038.25 | 0.2224 | 1065.355 | 9534216 | 0.2248 | 814.7 | 7217199.2 | 0.232 | 485 | 4166620.1 | 47 |  | New SCR | 0.2219 | 0.06 | 217.5 | Shutdown | Gas Combined Cycle Replacement | 34.3 | 780.4
GA | Yates | 728 | Y7BR | Coweta | 1974-04-08 | 3996 | 403.7 | 33.4622 | -84.8986 | ARP | Tangentially-fired | Coal |  | Low NOx Burner Technology w/ Separated OFA<br>Other | Electric Utility | Electric Services | 0.226 | 893.363 | 7829339.825 | 0.2298 | 870.996 | 7506025.375 | 0.2245 | 1146.854 | 10000000 | 0.2232 | 1113.522 | 9789880.825 | 0.2242 | 1160.459 | 10200000 | 0.2231 | 1169.034 | 10300000 | 0.2231 | 559.184 | 4946965.5 | 0.2345 | 903.83 | 7595839.2 | 0.232 | 834.1 | 7198273.9 | 0.2308 | 364.2 | 3141525.1 | 49.1 |  | New SCR | 0.2231 | 0.06 | 215.7 | Shutdown | Gas Combined Cycle Replacement | 34.2 | 799.9
IA | Ames | 1122 | 7 | Story | 1968-08-01 | 525 | 37.5 | 42.0247 | -93.6069 | ARP | Tangentially-fired | Coal | Other Oil, Refuse |  | Electric Utility | Electric Services | 0.3615 | 116.319 | 618107.25 | 0.3906 | 84.979 | 408539.325 | 0.393 | 261.206 | 1319182 | 0.3578 | 147.424 | 802061.175 | 0.033 | 0.025 | 1164.825 | 0.3187 | 173.879 | 1084992.4 | 0.3534 | 140.551 | 784147.025 | 0.3731 | 113.025 | 604889.575 | 0.3452 | 172.5 | 986269.3 | 0.369 | 101.9 | 545884.5 | 51.2 |  | Low Ozone Season Rate | 0.033 | 0.033 | 16.5 |  |  | 16.5
IA | Ames | 1122 | 8 | Story | 1982-03-01 | 975 | 71.3 | 42.0247 | -93.6069 | ARP | Dry bottom wall-fired boiler | Coal | Other Oil, Refuse |  | Electric Utility | Electric Services | 0.4369 | 443.739 | 2035537.8 | 0.3464 | 366.873 | 2105676.625 | 0.387 | 431.64 | 2199359.275 | 0.3924 | 427.983 | 2161382.675 | 0.3745 | 463.734 | 2456380.575 | 0.3992 | 286.178 | 1396203.8 | 0.4155 | 225.319 | 1091076.9 | 0.4132 | 333.399 | 1612132.425 | 0.3315 | 175.1 | 1022338.1 | 0.2709 | 229.2 | 1661013.2 | 28.6 |  | New SNCR | 0.2709 | 0.16254 | 85.8 |  |  | 85.8
IA | Burlington (IA) | 1104 | 1 | Des Moines | 1968-06-09 | 2700 | 212 | 40.7412 | -91.1168 | ARP | Tangentially-fired | Coal | Natural Gas | Low NOx Burner Technology w/ Closed-coupled/Separated OFA<br>Overfire Air | Electric Utility | Electric Services | 0.1501 | 500.034 | 6869664.325 | 0.1838 | 577.138 | 6572009.725 | 0.1792 | 504.084 | 5845645.025 | 0.1549 | 474.997 | 6052145.825 | 0.1456 | 469.837 | 6725081.625 | 0.1599 | 502.202 | 6660741.665 | 0.2014 | 519.099 | 5218354.014 | 0.1539 | 282.456 | 3624349.143 | 0.1588 | 384.2 | 4884992.9 | 0.1511 | 546.8 | 7352862.3 | 49.3 |  | New SCR | 0.1456 | 0.06 | 145.2 |  |  | 145.2
IA | Centerville | 1105 | 1 | Appanoose | 1990-03-11 | 377 | 27 | 40.7478 | -92.8731 | CAIRNOX, CAIROS, CAIRSO2, TRNOX, TRSO2G1 | Combustion turbine | Diesel Oil |  |  | Electric Utility | [16 empty] | 0.7121 | 1.006 | 2824.9 | 0.712 | 0.261 | 732.1 | 0.712 | 11.471 | 32223.9 | 0.712 | 3.5 | 9765.1 | 1.0274 | 9.9 | 19482.7 | 0.7 | None Reported | Water Injection | 0.712 | 0.4272 | 2.1 |  |  | 2.1
IA | Centerville | 1105 | 2 | Appanoose | 1990-03-11 | 377 | 27 | 40.7478 | -92.8731 | CAIRNOX, CAIROS, CAIRSO2, TRNOX, TRSO2G1 | Combustion turbine | Diesel Oil |  |  | Electric Utility | [16 empty] | 0.752 | 1.857 | 4939 | 0.752 | 0.098 | 261 | 0.752 | 2.869 | 7628.9 | 0.752 | 4.8 | 12784.6 | 1.0805 | 9.4 | 17313.8 | 0.9 | None Reported | Water Injection | 0.752 | 0.4512 | 2.9 |  |  | 2.9
IA | Dayton Avenue Substation | 6463 | GT2 | Story | 2005-04-01 | 313 | 57.4 | 42.0269 | -93.5828 | ARP, CAIRNOX, CAIROS, CAIRSO2, TRNOX, TRSO2G1 | Combustion turbine | Diesel Oil |  | Water Injection | Electric Utility | [7 empty] | 1.1681 | 13.117 | 22846.3 | 0.6811 | 2.425 | 12661 | 0.9386 | 0.384 | 1555.3 | 0.5808 | 4.882 | 24045.1 | 0.6373 | 0.849 | 4889.3 | 0.5361 | 0.492 | 3350.8 | 0.7245 | 0.6 | 2902.8 | 1.002 | 3.2 | 7764.1 | 0.3 | Water Injection | Low Ozone Season Rate | 0.5361 | 0.5361 | 0.4 |  |  | 0.4
IA | Dubuque | 1046 | 1 | Dubuque | 1958-06-01 | 680 | 37.5 | 42.506 | -90.6527 | CAIRNOX, CAIROS, CAIRSO2, TRNOX, TRSO2G1, ARP | Dry bottom wall-fired boiler | Natural Gas |  |  | Electric Utility | Electric Services | [26 empty] | 0 | 0.1428 | 29.3 | 410146.7 | 0 |  | New SNCR | 0.1428 | 0.08568 | 0 |  |  | 0
IA | Dubuque | 1046 | 1 | Dubuque | 1958-06-01 | 680 | 37.5 | 42.506 | -90.6527 | ARP | Dry bottom wall-fired boiler | Coal |  |  | Electric Utility | Electric Services | 0.6329 | 325.181 | 1003985.975 | 0.6199 | 335.338 | 1051209.4 | 0.6608 | 407.004 | 1193177 | 0.5913 | 298.773 | 986801.675 | 0.6556 | 316.7 | 939622.4 | 0.6453 | 217.38 | 652254.882 | 0.5662 | 133.954 | 469810.299 | 0.6424 | 182.221 | 569153.92 | 0.5549 | 170.1 | 596322 |  |  |  | 23.9 |  | New SNCR | 0.5549 | 0.33294 | 102.1 |  |  | 102.1
IA | Dubuque | 1046 | 5 | Dubuque | 1952-06-01 | 420 | 28.7 | 42.506 | -90.6527 | CAIRNOX, CAIROS, CAIRSO2, TRNOX, TRSO2G1, ARP | Dry bottom wall-fired boiler | Natural Gas |  |  | Electric Utility | Electric Services | [26 empty] | 0 | 0.2043 | 49.7 | 475684.8 | 0 |  | New SNCR | 0.2043 | 0.12258 | 0 |  |  | 0
IA | Dubuque | 1046 | 5 | Dubuque | 1952-06-01 | 420 | 28.7 | 42.506 | -90.6527 | ARP | Dry bottom wall-fired boiler | Coal |  |  | Electric Utility | Electric Services | 0.8471 | 340.621 | 797760.25 | 0.8375 | 330.385 | 788454.825 | 0.8065 | 328.061 | 814760.825 | 0.7077 | 287.362 | 811793.725 | 0.7321 | 313.853 | 856696.225 | 0.8054 | 314.886 | 780428.714 | 0.7275 | 104.732 | 273062.328 | 0.7915 | 158.175 | 400359.108 | 0.7789 | 105.1 | 252829.8 |  |  |  | 16.4 |  | New SNCR | 0.7077 | 0.42462 | 57.3 |  |  | 57.3
IA | Dubuque | 1046 | 6 | Dubuque | 1941-06-01 | 420 |  | 42.506 | -90.6527 | CAIRNOX, CAIROS, CAIRSO2, TRNOX, TRSO2G1, ARP | Dry bottom wall-fired boiler | Natural Gas |  |  | Electric Utility | Electric Services | [26 empty] | 0 | 0.1719 | 10 | 114507.2 | 0 |  | New SNCR | 0.1719 | 0.10314 | 0 |  |  | 0
IA | Dubuque | 1046 | 6 | Dubuque | 1941-06-01 | 420 |  | 42.506 | -90.6527 | ARP | Dry bottom wall-fired boiler | Coal |  |  | Electric Utility | Electric Services | 0.8449 | 71.16 | 165493.325 | 1.0853 | 77.487 | 141441.3 | 1.1395 | 85.577 | 147177.375 | 1.2293 | 82.692 | 132421.925 | 1.1845 | 82.09 | 135878.3 | 1.2663 | 46.487 | 69384.631 | 0.8387 | 14.16 | 29034.213 | 0.1507 | 1.203 | 14191.581 | 0.8652 | 38.6 | 86119.1 |  |  |  | 5.6 |  | New SNCR | 0.1507 | 0.09042 | 4 |  |  | 4
IA | Earl F Wisdom | 1217 | 1 | Clay | 1960-05-29 | 480 | 33 | 43.1606 | -95.2569 | ARP | Dry bottom wall-fired boiler | Coal |  | Low NOx Burner Technology (Dry Bottom only) | Electric Utility | Electric Services | 0.4972 | 92.762 | 311281.71 | 0.5459 | 143.871 | 437166.204 | 0.5384 | 293.502 | 838085.14 | 0.6449 | 147.55 | 390294.814 | 0.5834 | 204.285 | 564500.969 | 0.4967 | 195.054 | 531630.733 | 0.4325 | 3.88 | 13250.014 | 0.5027 | 87.227 | 216989.459 | 0.2308 | 18.5 | 50540.1 | 0.4858 | 14.1 | 47274.8 | 2.9 |  | New SNCR | 0.2308 | 0.13848 | 11.1 |  |  | 11.1
IA | Earl F Wisdom | 1217 | 2 | Clay | 2004-03-19 | 1096.9 | 110 | 43.1606 | -95.2569 | ARP, CAIRNOX, CAIROS, CAIRSO2, TRNOX, TRSO2G1 | Combustion turbine | Pipeline Natural Gas | Diesel Oil | Dry Low NOx Burners<br>Water Injection | Electric Utility |  |  |  |  | 0.038 | 0.605 | 37003.662 | 0.04 | 0.797 | 55603.268 | 0.0373 | 2.159 | 167483.622 | 0.0373 | 0.794 | 57129.047 | 0.0422 | 0.432 | 32088.841 | 0.0579 | 0.299 | 15181.828 | 0.045 | 0.288 | 14688.843 | 0.0478 | 2.1 | 104710.6 | 0.0433 | 1.2 | 72810.6 | 2.6 | Dry Low NOx Burners<br>Water Injection | Low Ozone Season Rate | 0.0373 | 0.0373 | 1.6 |  |  | 1.6
IA | Electrifarm | 6063 | 1 | Black Hawk | 1975-05-01 | 843.6 | 71.2 | 42.4407 | -92.4205 | CAIRNOX, CAIROS, CAIRSO2, TRNOX, TRSO2G1 | Combustion turbine | Pipeline Natural Gas | Diesel Oil |  | Electric Utility | [16 empty] | 0.3211 | 1.863 | 11454.1 | 0.3203 | 7.927 | 49390.8 | 0.3201 | 41.989 | 262252.1 | 0.3202 | 25.5 | 159088.8 | 0.3429 | 21.3 | 124065 | 5.1 | None Reported | Water Injection | 0.3201 | 0.19206 | 15.3 |  |  | 15.3
IA | Electrifarm | 6063 | 2 | Black Hawk | 1977-04-29 | 903.1 | 89 | 42.4407 | -92.4205 | CAIRNOX, CAIROS, CAIRSO2, TRNOX, TRSO2G1 | Combustion turbine | Pipeline Natural Gas | Diesel Oil | Water Injection | Electric Utility | [16 empty] | 0.186 | 8.237 | 88570.7 | 0.1862 | 3.833 | 41031.8 | 0.1861 | 19.083 | 204994.7 | 0.1862 | 16.5 | 177253.7 | 0.2129 | 16 | 149904 | 5.3 | Water Injection | Low Ozone Season Rate | 0.186 | 0.186 | 16.5 |  |  | 16.5
IA | Electrifarm | 6063 | 3 | Black Hawk | 1976-04-17 | 925.1 | 103.9 | 42.4407 | -92.4205 | CAIRNOX, CAIROS, CAIRSO2, TRNOX, TRSO2G1 | Combustion turbine | Pipeline Natural Gas | Diesel Oil | Water Injection | Electric Utility | [16 empty] | 0.2021 | 16.715 | 165220.4 | 0.2022 | 11.918 | 117803.1 | 0.2021 | 32.602 | 322598.7 | 0.2021 | 20.3 | 200588.6 | 0.2461 | 23.2 | 188235.5 | 5.9 | Water Injection | Low Ozone Season Rate | 0.2021 | 0.2021 | 20.3 |  |  | 20.3
IA | Emery Station | 8031 | 11 | Cerro Gordo | 2004-04-20 | 2688 | 173.4 | 43.094 | -93.2922 | ARP, CAIRNOX, CAIROS, CAIRSO2, TRNOX, TRSO2G1 | Combined cycle | Pipeline Natural Gas | Diesel Oil | Dry Low NOx Burners<br>Water Injection<br>Ammonia Injection<br>Selective Catalytic Reduction | Electric Utility |  |  |  |  | 0.0481 | 13.227 | 712805.124 | 0.034 | 20.395 | 2333311.291 | 0.0272 | 18.069 | 2605912.748 | 0.0271 | 13.187 | 1901378.707 | 0.0379 | 13.243 | 1516426.941 | 0.0425 | 10.253 | 1020202.669 | 0.0324 | 10.264 | 1368952.727 | 0.0315 | 9.8 | 1348574.9 | 0.0332 | 15.5 | 2037129.4 | 13.7 | Dry Low NOx Burners<br>Water Injection<br>Ammonia Injection<br>Selective Catalytic Reduction | Existing SCR | 0.0271 | 0.0271 | 8.5 |  |  | 8.5
IA | Emery Station | 8031 | 12 | Cerro Gordo | 2004-04-29 | 2688 | 173.4 | 43.094 | -93.2922 | ARP, CAIRNOX, CAIROS, CAIRSO2, TRNOX, TRSO2G1 | Combined cycle | Pipeline Natural Gas | Diesel Oil | Dry Low NOx Burners<br>Water Injection<br>Ammonia Injection<br>Selective Catalytic Reduction | Electric Utility |  |  |  |  | 0.061 | 13.324 | 455638.517 | 0.0258 | 16.704 | 2462989.551 | 0.0272 | 14.445 | 2043809.542 | 0.0287 | 14.589 | 2042653.432 | 0.0319 | 8.301 | 1066342.014 | 0.0386 | 7.729 | 822393.429 | 0.0307 | 9.834 | 1326727.425 | 0.0317 | 9.8 | 1382465.5 | 0.0258 | 12.9 | 2053813.1 | 14 | Dry Low NOx Burners<br>Water Injection<br>Ammonia Injection<br>Selective Catalytic Reduction | Existing SCR | 0.0258 | 0.0258 | 8 |  |  | 8
IA | Exira Station | 56013 | U-1 | Audubon | 2004-05-21 | 495 | 60.5 | 41.5131 | -94.9189 | ARP, CAIRNOX, CAIROS, CAIRSO2, TRNOX, TRSO2G1 | Combustion turbine | Pipeline Natural Gas | Diesel Oil | Water Injection | Electric Utility |  |  |  | 6364.6 | 0.1446 | 2.055 | 28193.525 | 0.1036 | 3.658 | 86140.525 | 0.1042 | 6.198 | 141021.675 | 0.1167 | 4.487 | 96843.748 | 0.1049 | 0.989 | 26220.801 | 0.1525 | 0.41 | 7016.33 | 0.1266 | 0.539 | 9862.764 | 0.12 | 1.7 | 36793.8 | 0.0934 | 6 | 140262.2 | 2 | Water Injection | Low Ozone Season Rate | 0.0934 | 0.0934 | 1.3 |  |  | 1.3
IA | Exira Station | 56013 | U-2 | Audubon | 2004-05-21 | 495 | 60.5 | 41.5131 | -94.9189 | ARP, CAIRNOX, CAIROS, CAIRSO2, TRNOX, TRSO2G1 | Combustion turbine | Pipeline Natural Gas | Diesel Oil | Water Injection | Electric Utility |  |  |  | 6376.7 | 0.2346 | 6.665 | 45640.5 | 0.1018 | 3.836 | 90628.3 | 0.1018 | 6.678 | 154022.3 | 0.1059 | 7.672 | 175455.839 | 0.0996 | 1.106 | 31821.175 | 0.1109 | 0.322 | 7672.13 | 0.113 | 0.268 | 5970.312 | 0.1237 | 1.6 | 31139.1 | 0.0957 | 5.6 | 128048.6 | 1.7 | Water Injection | Low Ozone Season Rate | 0.0957 | 0.0957 | 1.2 |  |  | 1.2
IA | Exira Station | 56013 | U-3 | Audubon | 2007-03-20 | 495 | 60.5 | 41.5131 | -94.9189 | ARP, CAIRNOX, CAIROS, CAIRSO2, TRNOX, TRSO2G1 | Combustion turbine | Pipeline Natural Gas | Diesel Oil | Water Injection | Electric Utility | [16 empty] | 0.099 | 0.969 | 25761.453 | 0.1069 | 0.299 | 7655.658 | 0.1963 | 1.01 | 12771.73 | 0.1143 | 1.7 | 36379.8 | 0.0942 | 6.6 | 154454.3 | 2 | Water Injection | Low Ozone Season Rate | 0.0942 | 0.0942 | 1.4 |  |  | 1.4
IA | Fair Station | 1218 | 2 | Muscatine | 1967-04-01 | 554 | 37.5 | 41.4569 | -90.8233 | ARP | Dry bottom wall-fired boiler | Coal | Natural Gas | Low NOx Burner Technology (Dry Bottom only) | Electric Utility | Electric Services | 0.426 | 239.877 | 1105603.65 | 0.4312 | 241.219 | 1102026.9 | 0.4522 | 279.296 | 1216115.575 | 0.4336 | 293.109 | 1321118.575 | 0.4128 | 250.632 | 1197275.85 | 0.4009 | 212.493 | 1046174.217 | 0.34 | 126.535 | 728289.056 | 0.4727 | 260.017 | 1044080.742 | 0.3849 | 146.4 | 722329.3 | 0.4313 | 165.8 | 734595.2 | 35.5 |  | New SNCR | 0.34 | 0.204 | 77.6 |  |  | 77.6
IA | George Neal North | 1091 | 1 | Woodbury | 1964-05-01 | 2100 | 147 | 42.2996 | -96.3634 | ARP | Cyclone boiler | Coal | Pipeline Natural Gas |  | Electric Utility | Electric Services | 0.9362 | 2103.823 | 4450233.55 | 0.8813 | 1844.672 | 4084162.575 | 0.9529 | 2136.278 | 4379967.1 | 0.5841 | 1257.597 | 4206009.625 | 0.4706 | 1094.459 | 4612277.8 | 0.4549 | 1098.07 | 4746020.95 | 0.4146 | 919.881 | 4336291.15 | 0.4753 | 1243.109 | 5184452.275 | 0.4492 | 950.9 | 4123755.5 | 0.532 | 886.7 | 3172340.9 | 53.5 |  | New SCR | 0.4146 | 0.06 | 127 |  |  | 127
IA | George Neal North | 1091 | 2 | Woodbury | 1972-05-08 | 3220 | 349.2 | 42.2996 | -96.3634 | ARP | Dry bottom wall-fired boiler | Coal | Pipeline Natural Gas | Low NOx Burner Technology (Dry Bottom only)<br>Low NOx Burner Technology w/ Overfire Air | Electric Utility | Electric Services | 0.4266 | 1554.223 | 7188467.075 | 0.409 | 1639.25 | 7925313.25 | 0.4004 | 1639.441 | 8138768.55 | 0.3226 | 1310.492 | 7977113.975 | 0.3167 | 1186.195 | 7379816.125 | 0.2301 | 948.158 | 8149734.2 | 0.2084 | 821.872 | 7760794.175 | 0.2418 | 1065.157 | 8658208.175 | 0.2047 | 829.5 | 7871777.8 | 0.1966 | 633.1 | 6208290.4 | 66.6 |  | New SCR | 0.1966 | 0.06 | 243.1 |  |  | 243.1
IA | George Neal North | 1091 | 3 | Woodbury | 1975-12-30 | 6050 | 549.8 | 42.2996 | -96.3634 | ARP | Dry bottom wall-fired boiler | Coal | Pipeline Natural Gas | Low NOx Burner Technology w/ Overfire Air | Electric Utility | Electric Services | 0.4579 | 3418.428 | 14900000 | 0.4724 | 3635.481 | 15300000 | 0.2253 | 1855.714 | 16400000 | 0.2175 | 1905.838 | 17300000 | 0.2338 | 1959.703 | 16500000 | 0.2084 | 1590.548 | 14600000 | 0.2056 | 1573.86 | 14900000 | 0.2259 | 1896.146 | 16500000 | 0.1984 | 1478.9 | 14300000 | 0.2246 | 1482.9 | 12300000 | 64.5 |  | New SCR | 0.1984 | 0.06 | 447.3 |  |  | 447.3
IA | George Neal South | 7343 | 4 | Woodbury | 1979-07-01 | 7400 | 640 | 42.3022 | -96.3622 | ARP | Dry bottom wall-fired boiler | Coal | Diesel Oil | Overfire Air | Electric Utility | Electric Services | 0.364 | 3508.669 | 19200000 | 0.3361 | 3130.84 | 18500000 | 0.3174 | 3410.435 | 21400000 | 0.1961 | 1894.966 | 18900000 | 0.1974 | 1957.294 | 19600000 | 0.2099 | 2134.435 | 19800000 | 0.1919 | 1934.849 | 19600000 | 0.2173 | 2422.036 | 21800000 | 0.1945 | 1705.4 | 16600000 | 0.1974 | 1916 | 18400000 | 60.9 |  | New SCR | 0.1919 | 0.06 | 526.1 |  |  | 526.1
IA | Greater Des Moines Energy Center | 7985 | 1 | Polk | 2003-04-01 | 2200 | 190.4 | 41.5563 | -93.5283 | ARP, CAIRNOX, CAIROS, CAIRSO2, TRNOX, TRSO2G1 | Combined cycle | Pipeline Natural Gas |  | Selective Catalytic Reduction<br>Dry Low NOx Burners | Electric Utility |  | 0.0631 | 5.436 | 180351.75 | 0.0675 | 5.242 | 167675.05 | 0.0124 | 7.318 | 1961038.325 | 0.0111 | 6.551 | 1997906.3 | 0.015 | 8.873 | 1969882.075 | 0.0125 | 5.365 | 1432742.232 | 0.0148 | 4.527 | 1030051.786 | 0.0105 | 5.002 | 1645722.805 | 0.011 | 3.4 | 1027023.1 | 0.0087 | 6.1 | 1947188.2 | 12.7 | Selective Catalytic Reduction<br>Dry Low NOx Burners | Existing SCR | 0.0087 | 0.0087 | 2.7 |  |  | 2.7
IA | Greater Des Moines Energy Center | 7985 | 2 | Polk | 2003-03-20 | 2200 | 190.4 | 41.5563 | -93.5283 | ARP, CAIRNOX, CAIROS, CAIRSO2, TRNOX, TRSO2G1 | Combined cycle | Pipeline Natural Gas |  | Selective Catalytic Reduction<br>Dry Low NOx Burners | Electric Utility |  | 0.0722 | 8.22 | 244138.55 | 0.0659 | 7.659 | 248997 | 0.0134 | 6.307 | 1574267.2 | 0.0124 | 6.607 | 1727931.85 | 0.0131 | 8.154 | 1928186.775 | 0.0128 | 5.239 | 1392355.238 | 0.0159 | 3.836 | 853422.294 | 0.0104 | 4.873 | 1583901.082 | 0.0106 | 2.8 | 962635.9 | 0.0078 | 5.5 | 1950934.6 | 11.9 | Selective Catalytic Reduction<br>Dry Low NOx Burners | Existing SCR | 0.0078 | 0.0078 | 2.1 |  |  | 2.1
IA | Lansing | 1047 | 1 | Allamakee | 1948-01-01 | 300 | 37.5 | 43.3359 | -91.1672 | ARP | Dry bottom wall-fired boiler | Coal |  |  | Electric Utility | Electric Services | 0.5622 | 12.067 | 39962.325 | 0.6529 | 12.86 | 37751.378 |  |  |  | 0.4615 | 5.169 | 18583.793 | [18 empty] | 0 |  | New SNCR | 0.4615 | 0.2769 | 0 | Shutdown | Gas Combined Cycle Replacement/No operation 2011 | 0 | 0
IA | Lansing | 1047 | 2 | Allamakee | 1948-01-01 | 300 | 37.5 | 43.3359 | -91.1672 | ARP | Dry bottom wall-fired boiler | Coal |  |  | Electric Utility | Electric Services | 0.5964 | 12.14 | 39617.65 | 0.6712 | 35.634 | 104404.022 |  |  |  | 0.6275 | 6.401 | 17747.057 | [18 empty] | 0 |  | New SNCR | 0.5964 | 0.35784 | 0 | Shutdown | Gas Combined Cycle Replacement/No operation 2011 | 0 | 0
IA | Lansing | 1047 | 3 | Allamakee | 1958-01-01 | 436 | 37.5 | 43.3359 | -91.1672 | ARP | Dry bottom wall-fired boiler | Coal |  |  | Electric Utility | Electric Services | 0.7107 | 360.851 | 1001937.975 | 0.668 | 290.648 | 857237.275 | 0.6407 | 289.826 | 898445.65 | 0.6999 | 320.435 | 881304.175 | 0.5944 | 272.054 | 887075.2 | 0.5918 | 279.12 | 925695.926 | [12 empty] | 0 |  | New SNCR | 0.5918 | 0.35508 | 0 | Shutdown | Gas Combined Cycle Replacement/No operation 2011 | 0 | 0
IA | Lansing | 1047 | 4 | Allamakee | 1977-04-01 | 3386 | 274.5 | 43.3359 | -91.1672 | ARP | Dry bottom turbo-fired boiler | Coal |  |  | Electric Utility | Electric Services | 0.3738 | 1087.902 | 5538091.075 | 0.4252 | 1283.736 | 5824702.75 | 0.4487 | 1653.997 | 7295963.825 | 0.4513 | 1620.332 | 7154412.6 | 0.4587 | 1535.528 | 6696612 | 0.4772 | 1755.394 | 7448363.67 | 0.4033 | 1142.642 | 5531057.803 | 0.1778 | 397.501 | 4925262.007 | 0.1375 | 391.3 | 6062174.7 | 0.1493 | 474.5 | 6803849.3 | 48.8 | SCR | Existing SCR | 0.1375 | 0.1375 | 391.3 |  |  | 391.3
IA | Lime Creek | 7155 | **1 | Cerro Gordo | 1991-05-01 | 509 | 45.1 | 43.2481 | -93.2046 | ARP, CAIRNOX, CAIROS, CAIRSO2, TRNOX, TRSO2G1 | Combustion turbine | Diesel Oil |  | Water Injection | Electric Utility |  | 0.3351 | 7.079 | 43870.875 | 0.3264 | 2.557 | 15935 | 0.2935 | 19.512 | 140965.525 | 0.3086 | 14.791 | 99767.325 | 0.2577 | 13.27 | 97678.992 | 0.2379 | 2.134 | 17207.73 | 0.2453 | 1.113 | 8635.911 | 0.2516 | 0.127 | 908.361 | 0.2437 | 0.2 | 1161.4 | 0.2263 | 1.5 | 12786 | 0.1 | Water Injection | Low Ozone Season Rate | 0.2263 | 0.2263 | 0.1 |  |  | 0.1
IA | Lime Creek | 7155 | **2 | Cerro Gordo | 1991-05-01 | 488 | 45.1 | 43.2481 | -93.2046 | ARP, CAIRNOX, CAIROS, CAIRSO2, TRNOX, TRSO2G1 | Combustion turbine | Diesel Oil |  | Water Injection | Electric Utility |  | 0.3181 | 6.08 | 39761.5 | 0.3134 | 1.878 | 12440.55 | 0.314 | 16.362 | 108393.5 | 0.3124 | 14.005 | 93211.3 | 0.2659 | 14.514 | 103128.131 | 0.2447 | 2.543 | 19834.866 | 0.2422 | 0.344 | 2709.451 | 0.2613 | 0.112 | 778.375 | 0.2414 | 0.3 | 2272.2 | 0.2214 | 1.4 | 11687.5 | 0.1 | Water Injection | Low Ozone Season Rate | 0.2214 | 0.2214 | 0.3 |  |  | 0.3
IA | Louisa | 6664 | 101 | Louisa | 1983-10-13 | 8624 | 811.9 | 41.3153 | -91.0936 | ARP | Dry bottom wall-fired boiler | Coal |  |  | Electric Utility | Electric Services | 0.2729 | 2585.476 | 18600000 | 0.2967 | 2982.344 | 19800000 | 0.1987 | 1940.356 | 20400000 | 0.1831 | 1882.296 | 20000000 | 0.1725 | 1737.69 | 19700000 | 0.1765 | 1769.078 | 19200000 | 0.1715 | 1749.86 | 19800000 | 0.181 | 2081.769 | 22600000 | 0.168 | 2014.3 | 23500000 | 0.1675 | 1970.8 | 22700000 | 74.2 |  | New SCR | 0.1675 | 0.06 | 719.4 |  |  | 719.4
IA | Marshalltown CTs | 1068 | 1A | Marshall | 1978-06-15 | 402 | 63 | 42.0474 | -92.8594 | CAIRNOX, CAIROS, CAIRSO2, TRNOX, TRSO2G1 | Combustion turbine | Diesel Oil |  |  | Electric Utility | [16 empty] | 0.5424 | 9.063 | 32457.613 | 0.5512 | 3.851 | 13300.206 | 0.5615 | 3.895 | 13383.402 | 0.5436 | 7.8 | 27744.4 | 0.5751 | 9.3 | 31613.8 | 1.9 | None Reported | Water Injection | 0.5424 | 0.32544 | 4.7 |  |  | 4.7
IA | Marshalltown CTs | 1068 | 1B | Marshall | 1978-06-15 | 402 | 63 | 42.0474 | -92.8594 | CAIRNOX, CAIROS, CAIRSO2, TRNOX, TRSO2G1 | Combustion turbine | Diesel Oil |  |  | Electric Utility | [16 empty] | 0.553 | 9.691 | 34086.847 | 0.545 | 3.905 | 13804.787 | 0.5555 | 3.961 | 13840.805 | 0.5446 | 8.1 | 29048 | 0.581 | 9.9 | 33398.4 | 2 | None Reported | Water Injection | 0.5446 | 0.32676 | 4.9 |  |  | 4.9
IA | Marshalltown CTs | 1068 | 2A | Marshall | 1978-06-24 | 507.2 | 63 | 42.0474 | -92.8594 | CAIRNOX, CAIROS, CAIRSO2, TRNOX, TRSO2G1 | Combustion turbine | Diesel Oil |  |  | Electric Utility | [16 empty] | 0.5353 | 2.383 | 8756.789 | 0.5844 | 4.524 | 14863.93 | 0.6179 | 2.682 | 8024.579 | 0.5709 | 6 | 20348.2 | 0.549 | 17.2 | 62204.4 | 1.1 | None Reported | Water Injection | 0.5353 | 0.32118 | 3.4 |  |  | 3.4
IA | Marshalltown CTs | 1068 | 2B | Marshall | 1978-06-24 | 507.2 | 63 | 42.0474 | -92.8594 | CAIRNOX, CAIROS, CAIRSO2, TRNOX, TRSO2G1 | Combustion turbine | Diesel Oil |  |  | Electric Utility | [16 empty] | 0.5267 | 2.302 | 8604.37 | 0.564 | 4.159 | 14240.291 | 0.5886 | 2.725 | 8559.762 | 0.5474 | 5.4 | 19426.4 | 0.5264 | 15.8 | 59649.8 | 1 | None Reported | Water Injection | 0.5264 | 0.31584 | 3.1 |  |  | 3.1
IA | Marshalltown CTs | 1068 | 3A | Marshall | 1978-07-08 | 402 | 63 | 42.0474 | -92.8594 | CAIRNOX, CAIROS, CAIRSO2, TRNOX, TRSO2G1 | Combustion turbine | Diesel Oil |  |  | Electric Utility | [16 empty] | 0.4794 | 3.075 | 11854.588 | 0.4932 | 2.432 | 9489.928 | 0.4721 | 5.12 | 21258.067 | 0.485 | 6.1 | 24406.1 | 0.481 | 1.2 | 4674.7 | 1.7 | None Reported | Water Injection | 0.4721 | 0.28326 | 3.5 |  |  | 3.5
IA | Marshalltown CTs | 1068 | 3B | Marshall | 1978-07-08 | 402 | 63 | 42.0474 | -92.8594 | CAIRNOX, CAIROS, CAIRSO2, TRNOX, TRSO2G1 | Combustion turbine | Diesel Oil |  |  | Electric Utility | [16 empty] | 0.5072 | 2.709 | 9919.919 | 0.5275 | 2.647 | 9655.023 | 0.4999 | 5.393 | 21135.768 | 0.5133 | 6.4 | 24312.5 | 0.4661 | 0 | 161.9 | 1.6 | None Reported | Water Injection | 0.4661 | 0.27966 | 3.5 |  |  | 3.5
IA | Milton L Kapp | 1048 | 2 | Clinton | 1967-04-01 | 2405 | 218.5 | 41.8081 | -90.2345 | ARP | Tangentially-fired | Coal |  | Low NOx Burner Technology w/ Closed-coupled OFA | Electric Utility | Electric Services | 0.1438 | 482.801 | 6654599.35 | 0.1366 | 440.478 | 6354637.425 | 0.1307 | 455.209 | 6940088.35 | 0.1207 | 322.597 | 5284453.5 | 0.116 | 295.176 | 4985899.7 | 0.1291 | 248.255 | 3826288.733 | 0.1066 | 247.332 | 4601984.217 | 0.1144 | 273.19 | 4882261.964 | 0.1473 | 444.8 | 6206881.8 | 0.127 | 159.8 | 2552932.8 | 70.3 |  | New SCR | 0.1066 | 0.06 | 181.2 |  |  | 181.2
IA | Muscatine | 1167 | 8 | Muscatine | 1969-12-01 | 1080 | 75 | 41.3917 | -91.0569 | ARP | Cyclone boiler | Coal | Natural Gas |  | Electric Utility | Electric Services | 0.8427 | 959.158 | 2247997.086 | 0.9041 | 1058.848 | 2315012.283 | 0.8703 | 1119.148 | 2569013.941 | 0.8683 | 1108.181 | 2535715.985 | 0.9187 | 1246.226 | 2685873.374 | 0.7441 | 947.566 | 2525908.126 | 0.7731 | 744.746 | 1908791.76 | 0.7534 | 885.27 | 2349646.113 | 0.79 | 961.2 | 2419162.3 | 0.7634 | 831.8 | 2144893.3 | 61 |  | New SCR | 0.7441 | 0.07441 | 90.5 |  |  | 90.5
IA | Muscatine | 1167 | 9 | Muscatine | 1983-05-01 | 2005 | 175.5 | 41.3917 | -91.0569 | ARP | Tangentially-fired | Coal | Diesel Oil |  | Electric Utility | Electric Services | 0.2845 | 775.611 | 5558216.5 | 0.3032 | 852.165 | 5688057.798 | 0.2711 | 821.597 | 6136647.4 | 0.2329 | 680.323 | 5910325.331 | 0.2122 | 599.133 | 5833272.553 | 0.1558 | 394.908 | 5376056.048 | 0.1239 | 289.661 | 4790044.596 | 0.1282 | 299.101 | 4726542.028 | 0.1463 | 274 | 3840446.3 | 0.1424 | 257.1 | 3688704.4 | 52.2 |  | New SCR | 0.1239 | 0.06 | 112.4 |  |  | 112.4
IA | Ottumwa | 6254 | 1 | Wapello | 1981-05-05 | 9120 | 725.9 | 41.0961 | -92.5556 | ARP | Tangentially-fired | Coal |  | Low NOx Burner Technology w/ Closed-coupled OFA | Electric Utility | Electric Services | 0.3127 | 3165.688 | 20400000 | 0.3115 | 2856.524 | 18000000 | 0.327 | 3183.443 | 19400000 | 0.3001 | 2518.664 | 16500000 | 0.1297 | 1055.271 | 16200000 | 0.1391 | 1401.816 | 20300000 | 0.1693 | 1723.197 | 19800000 | 0.143 | 1499.856 | 20600000 | 0.1362 | 1380.3 | 20600000 | 0.129 | 980.3 | 15000000 | 61.6 |  | New SCR | 0.129 | 0.06 | 608 |  |  | 608
IA | Pella | 1175 | 6 | Marion | 1963-05-01 | 185 | 26.5 | 41.3981 | -92.9144 | ARP | Stoker | Coal |  |  | Electric Utility | Electric Services | 0.369 | 65.498 | 366385.487 | 0.3696 | 64.063 | 358415.172 | 0.3352 | 69.699 | 448381.066 | 0.4189 | 46.104 | 237353.065 | 0.3828 | 28.893 | 158298.061 | 0.42 | 42.614 | 207836.55 | 0.4449 | 33.94 | 153774.283 | 0.418 | 33.863 | 162654.662 | 0.4318 | 33.8 | 157327 |  |  |  | 23.2 |  | New SNCR | 0.3352 | 0.20112 | 15.7 | Shutdown | Gas Combined Cycle Replacement | 0.7 | 33
IA | Pella | 1175 | 7 | Marion | 1973-07-01 | 218 | 26.5 | 41.3981 | -92.9144 | ARP | Stoker | Coal |  |  | Electric Utility | Electric Services | 0.3689 | 83.468 | 465742.313 | 0.3685 | 83.773 | 467878.828 | 0.3383 | 75.171 | 478690.034 | 0.4199 | 56.206 | 287045.683 | 0.3244 | 58.681 | 375716.991 | 0.4164 | 65.663 | 323073.097 | 0.4455 | 52.457 | 237086.032 | 0.4159 | 52.13 | 251380.948 | 0.4243 | 52.5 | 250965.6 |  |  |  | 31.4 |  | New SNCR | 0.3244 | 0.19464 | 24.1 | Shutdown | Gas Combined Cycle Replacement | 1.2 | 51.3
IA | Pella | 1175 | 8 | Marion | 1973-07-01 | 202 | 26.5 | 41.3981 | -92.9144 | ARP | Other boiler | Pipeline Natural Gas |  |  | Electric Utility | Electric Services | 0.1218 | 0.159 | 2306.245 |  |  |  | 0.0842 | 0.07 | 956.978 |  |  |  | 0.1287 | 6.703 | 102162.315 | 0.1275 | 0.195 | 2894.624 | 0.1339 | 4.154 | 61762.418 | 0.1317 | 0.064 | 927.135 | 0.1199 | 1.7 | 28487.4 | 0.1357 | 1.1 | 16481 | 3.8 |  | Low Ozone Season Rate | 0.0842 | 0.0842 | 1.2 | Shutdown | Gas Combined Cycle Replacement | 0.1 | 1.6
IA | Pleasant Hill Energy Center | 7145 | 1 | Polk | 1990-06-08 | 506.8 | 41.4 | 41.5572 | -93.5242 | CAIRNOX, CAIROS, CAIRSO2, TRNOX, TRSO2G1 | Combustion turbine | Pipeline Natural Gas | Diesel Oil | Water Injection | Electric Utility | [16 empty] | 0.1567 | 0.894 | 11388.4 | 0.1685 | 0.49 | 5987.9 | 0.1566 | 7.354 | 93751.7 | 0.156 | 4.3 | 55492.1 | 0.1514 | 7.1 | 94146.2 | 3 | Water Injection | Low Ozone Season Rate | 0.1514 | 0.1514 | 4.2 |  |  | 4.2
IA | Pleasant Hill Energy Center | 7145 | 2 | Polk | 1990-06-08 | 506.8 | 41.4 | 41.5572 | -93.5242 | CAIRNOX, CAIROS, CAIRSO2, TRNOX, TRSO2G1 | Combustion turbine | Pipeline Natural Gas | Diesel Oil | Water Injection | Electric Utility | [16 empty] | 0.1569 | 0.795 | 10124.3 | 0.1583 | 0.477 | 5972 | 0.1565 | 7.692 | 98228.4 | 0.1562 | 4.8 | 61719.3 | 0.1464 | 9.1 | 124025.9 | 3.3 | Water Injection | Low Ozone Season Rate | 0.1464 | 0.1464 | 4.5 |  |  | 4.5
IA | Pleasant Hill Energy Center | 7145 | 3 | Polk | 1994-06-25 | 1387 | 97 | 41.5572 | -93.5242 | ARP, CAIRNOX, CAIROS, CAIRSO2, TRNOX, TRSO2G1 | Combustion turbine | Pipeline Natural Gas | Diesel Oil | Water Injection | Electric Utility |  | 0.0785 | 2.695 | 71513.988 | 0.0775 | 3.41 | 92723.465 | 0.0806 | 5.388 | 141994.584 | 0.0797 | 6.478 | 167437.959 | 0.1028 | 6.864 | 142163.748 | 0.1101 | 2.525 | 51784.033 | 0.1154 | 2.026 | 39480.994 | 0.1103 | 9.955 | 204130.5 | 0.1178 | 6.4 | 124436.8 | 0.1471 | 15.1 | 206768.1 | 2.4 | Water Injection | Low Ozone Season Rate | 0.0775 | 0.0775 | 4.2 |  |  | 4.2
IA | Prairie Creek | 1073 | 3 | Linn | 1958-08-01 | 600 | 50 | 41.9439 | -91.6386 | ARP | Dry bottom wall-fired boiler | Coal | Other Gas, Pipeline Natural Gas |  | Electric Utility | Electric Services | 0.515 | 439.677 | 1676083.25 | 0.5667 | 444.359 | 1555973.45 | 0.5503 | 507.596 | 1828657.45 | 0.5552 | 466.721 | 1664332.025 | 0.5142 | 437.043 | 1691587.125 | 0.5292 | 93.654 | 342679.791 | 0.5141 | 74.521 | 249675.733 | 0.3068 | 214.775 | 1412490.689 | 0.3381 | 193.5 | 1157854.2 | 0.324 | 177.3 | 1089218.3 | 52.6 |  | New SNCR | 0.3068 | 0.18408 | 105.3 |  |  | 105.3
IA | Prairie Creek | 1073 | 4 | Linn | 1967-11-01 | 1503 | 148.8 | 41.9439 | -91.6386 | ARP | Dry bottom wall-fired boiler | Coal |  | Low NOx Burner Technology w/ Overfire Air | Electric Utility | Electric Services | 0.4165 | 957.34 | 4525257.275 | 0.3657 | 695.144 | 3728321.525 | 0.3969 | 833.713 | 4136352.925 | 0.377 | 733.748 | 3817382.775 | 0.3618 | 777.752 | 4283373.575 | 0.4244 | 261.417 | 1229399.28 | 0.0847 | 13.298 | 188905.652 | 0.3914 | 666.888 | 3324871.081 | 0.3729 | 446 | 2331728.7 | 0.3166 | 452.4 | 2842855.8 | 42.2 |  | New SCR | 0.0847 | 0.06 | 71.8 |  |  | 71.8
IA | Riverside (1081) | 1081 | 9 | Scott | 1961-06-01 | 1202 | 136 | 41.5404 | -90.4483 | ARP | Tangentially-fired | Coal | Pipeline Natural Gas | Low NOx Burner Technology w/ Separated OFA | Electric Utility | Electric Services | 0.3262 | 474.86 | 2899641.95 | 0.264 | 358.847 | 3005894.75 | 0.2558 | 381.78 | 3029379.7 | 0.2328 | 331.494 | 3060997.85 | 0.2438 | 372.52 | 3186021.8 | 0.265 | 369.816 | 2885304.113 | 0.2182 | 300.885 | 2831544.164 | 0.2055 | 390.143 | 3804176.26 | 0.2057 | 399.7 | 3876210.3 | 0.238 | 345 | 2814034.4 | 87.8 |  | New SCR | 0.2055 | 0.06 | 116.6 |  |  | 116.6
IA | Sixth Street | 1058 | 2 | Linn | 1940-04-01 | 304 | 28.7 | 41.9839 | -91.6686 | ARP | Dry bottom wall-fired boiler | Coal | Pipeline Natural Gas |  | Electric Utility | Electric Services | 0.4421 | 86.845 | 389824.5 | 0.5988 | 127.646 | 428119.825 | 0.4404 | 114.021 | 518157.85 | 0.4425 | 69.902 | 309841.4 | 0.3165 | 43.577 | 277253.25 | 0.3211 | 19.531 | 123032.7 | [12 empty] | 0 |  | New SNCR | 0.3165 | 0.1899 | 0 | Shutdown | Gas Combined Cycle Replacement/No operation 2011 | 0 | 0
IA | Sixth Street | 1058 | 3 | Linn | 1942-04-01 | 304 | 28.7 | 41.9839 | -91.6686 | ARP | Dry bottom wall-fired boiler | Coal | Pipeline Natural Gas | Low NOx Burner Technology (Dry Bottom only) (Began Jun 01, 2003) | Electric Utility | Electric Services | 0.4665 | 137.14 | 576976.7 | 0.68 | 172.385 | 490149.85 | 0.2301 | 79.34 | 699153.9 | 0.2344 | 72.835 | 634587.6 | 0.1926 | 8.056 | 82997.15 | 0.1993 | 11.111 | 114257.65 | [12 empty] | 0 |  | New SNCR | 0.1926 | 0.11556 | 0 | Shutdown | Gas Combined Cycle Replacement/No operation 2011 | 0 | 0
IA | Sixth Street | 1058 | 4 | Linn | 1943-04-01 | 304 | 28.7 | 41.9839 | -91.6686 | ARP | Dry bottom wall-fired boiler | Coal | Pipeline Natural Gas | Low NOx Burner Technology (Dry Bottom only) (Began Jun 01, 2003) | Electric Utility | Electric Services | 0.3172 | 17.764 | 110810.75 | 0.3494 | 55.79 | 310942.5 | 0.2744 | 51.183 | 373986.325 | 0.2657 | 10.36 | 77356.3 | 0.2859 | 60.538 | 424953.475 | 0.2516 | 18.8 | 148216.175 | [12 empty] | 0 |  | New SNCR | 0.2516 | 0.06 | 0 | Shutdown | Gas Combined Cycle Replacement/No operation 2011 | 0 | 0
IA | Sixth Street | 1058 | 5 | Linn | 1951-04-01 | 389 | 28.7 | 41.9839 | -91.6686 | ARP | Dry bottom wall-fired boiler | Coal | Pipeline Natural Gas | Low NOx Burner Technology (Dry Bottom only) (Began Jun 01, 2003) | Electric Utility | Electric Services | 0.3608 | 218.712 | 1210650.7 | 0.209 | 102.174 | 984254.775 | 0.2171 | 92.477 | 794512.025 | 0.2156 | 88.224 | 800146.625 | 0.1881 | 83.857 | 905210.275 | [15 empty] | 0 |  | New SNCR | 0.1881 | 0.11286 | 0 | Shutdown | Gas Combined Cycle Replacement/No operation 2011 | 0 | 0
IA | Streeter Station | 1131 | 7 | Black Hawk | 1973-03-01 | 500 | 35 | 42.5267 | -92.4394 | ARP | Dry bottom wall-fired boiler | Coal | Pipeline Natural Gas |  | Electric Utility | Electric Services | 0.773 | 263.442 | 618906.376 | 0.667 | 161.206 | 454979.281 | 0.8316 | 277.94 | 641450.073 | 0.8352 | 183.876 | 419618.289 | 0.7227 | 181.823 | 503764.299 | 0.7133 | 33.42 | 89200.299 | 0.2833 | 6.913 | 37766.328 | 0.6467 | 80.579 | 244806.557 | 0.6811 | 70 | 198270.6 | 0.6552 | 55 | 156759.9 | 10.8 |  | New SNCR | 0.2833 | 0.16998 | 17.5 |  |  | 17.5
IA | Summit Lake | 1206 | 1G | Union | 1973-07-01 | 480 | 27 | 41.1141 | -94.3499 | CAIRNOX, CAIROS, CAIRSO2, TRNOX, TRSO2G1 | Combustion turbine | Pipeline Natural Gas | Diesel Oil |  | Electric Utility | [16 empty] | 0.3767 | 3.043 | 14951.38 | 0.3564 | 1.317 | 6850.87 | 0.3387 | 11.545 | 64033.834 | 0.3803 | 25.3 | 126546.6 | 0.3955 | 30.6 | 150466.3 | 7.2 | None Reported | Water Injection | 0.3387 | 0.20322 | 13.5 |  |  | 13.5
IA | Summit Lake | 1206 | 2G | Union | 1975-06-01 | 480 | 35.3 | 41.1141 | -94.3499 | CAIRNOX, CAIROS, CAIRSO2, TRNOX, TRSO2G1 | Combustion turbine | Pipeline Natural Gas | Diesel Oil |  | Electric Utility | [16 empty] | 0.3972 | 2.771 | 12641.295 | 0.3047 | 0.282 | 1641.282 | 0.3608 | 18.054 | 92851.137 | 0.2634 | 0.3 | 1883.9 | 0.4043 | 41.6 | 193674.7 | 0.1 | None Reported | Water Injection | 0.2634 | 0.15804 | 0.2 |  |  | 0.2
IA | Sutherland | 1077 | 1 | Marshall | 1955-04-01 | 705 | 37.5 | 42.0472 | -92.8627 | ARP | Dry bottom wall-fired boiler | Coal |  | Low NOx Burner Technology (Dry Bottom only) (Began May 01, 2003) | Electric Utility | Electric Services | 0.3281 | 159.16 | 972734.3 | 0.3129 | 184.543 | 1184556.6 | 0.3305 | 181.727 | 1098014.925 | 0.2828 | 210.881 | 1483463.375 | 0.311 | 228.725 | 1476648.2 | 0.3183 | 147.65 | 919760.944 | 0.3489 | 141.825 | 799303.851 | 0.3242 | 149.207 | 908631.144 | 0.2772 | 56.6 | 386848.8 | 0.0852 | 4.3 | 90755.2 | 14.9 |  | New SNCR | 0.0852 | 0.05112 | 10.4 | Shutdown | Gas Combined Cycle Replacement | 1.8 | 54.8
IA | Sutherland | 1077 | 2 | Marshall | 1955-04-01 | 561 | 37.5 | 42.0472 | -92.8627 | ARP | Dry bottom wall-fired boiler | Coal |  | Low NOx Burner Technology (Dry Bottom only) (Began May 01, 2003) | Electric Utility | Electric Services | 0.2902 | 152.878 | 1053408 | 0.2703 | 169.984 | 1254823.475 | 0.2907 | 160.357 | 1094546.825 | 0.2652 | 195.921 | 1475903.125 | 0.2747 | 194.162 | 1414540.175 | 0.2605 | 172.134 | 1315633.308 | 0.2769 | 41.536 | 293729.831 | [9 empty] | 0 |  | New SNCR | 0.2605 | 0.1563 | 0 | Shutdown | Gas Combined Cycle Replacement/No operation 2011 | 0 | 0
IA | Sutherland | 1077 | 3 | Marshall | 1961-06-01 | 1320 | 81.6 | 42.0472 | -92.8627 | ARP | Cyclone boiler | Coal | Petroleum Coke |  | Electric Utility | Electric Services | 0.6693 | 464.133 | 1303755.975 | 0.6694 | 866.487 | 2532667.625 | 0.6552 | 782.97 | 2321605.55 | 0.6944 | 1093.583 | 3136069.85 | 0.6144 | 880.053 | 2850765.325 | 0.5304 | 560.117 | 2062657.38 | 0.4273 | 333.914 | 1396243.425 | 0.3056 | 344.982 | 2168321.401 | 0.3358 | 429.5 | 2500038.9 | 0.242 | 64.1 | 446987.6 | 51.6 | SNCR | New SCR | 0.242 | 0.121 | 154.8 | Shutdown | Gas Combined Cycle Replacement | 11.9 | 417.6
IA | Sycamore Combustion Turbine | 8029 | 1 | Polk | 1974-08-02 | 947.1 | 78.8 | 41.6722 | -93.6769 | CAIRNOX, CAIROS, CAIRSO2, TRNOX, TRSO2G1 | Combustion turbine | Pipeline Natural Gas | Diesel Oil |  | Electric Utility | [16 empty] | 0.4734 | 0.758 | 3202.5 | 0.4795 | 5.097 | 21431.9 | 0.473 | 67.267 | 284430.7 | 0.4731 | 47 | 198664.2 | 0.2813 | 18.4 | 115961.5 | 5.7 | None Reported | Water Injection | 0.2813 | 0.16878 | 16.8 |  |  | 16.8
IA | Sycamore Combustion Turbine | 8029 | 2 | Polk | 1974-10-25 | 947.1 | 78.8 | 41.6722 | -93.6769 | CAIRNOX, CAIROS, CAIRSO2, TRNOX, TRSO2G1 | Combustion turbine | Pipeline Natural Gas | Diesel Oil |  | Electric Utility | [16 empty] | 0.4731 | 2.241 | 9474.5 | 0.4729 | 4.119 | 17415.3 | 0.4735 | 80.149 | 337996.7 | 0.4732 | 42.4 | 178888.2 | 0.279 | 14.6 | 94480.8 | 5.1 | None Reported | Water Injection | 0.279 | 0.1674 | 15 |  |  | 15
IA | Walter Scott Jr. Energy Center | 1082 | 1 | Pottawattamie | 1954-03-28 | 850 | 49 | 41.18 | -95.8408 | ARP | Dry bottom wall-fired boiler | Coal | Pipeline Natural Gas |  | Electric Utility | Electric Services | 0.462 | 308.301 | 1294666.3 | 0.4499 | 460.166 | 2003365.475 | 0.4917 | 506.988 | 2049699.775 | 0.3565 | 358.208 | 2001349.2 | 0.3408 | 321.779 | 1870664.95 | 0.3491 | 303.561 | 1736976.45 | 0.3395 | 287.041 | 1689433.8 | 0.2942 | 267.29 | 1800692.9 | 0.3227 | 268.4 | 1635113.9 | 0.2834 | 148.5 | 1005863.6 | 52.4 |  | New SNCR | 0.2834 | 0.17004 | 141.4 |  |  | 141.4
IA | Walter Scott Jr. Energy Center | 1082 | 2 | Pottawattamie | 1958-10-08 | 1100 | 81.6 | 41.18 | -95.8408 | ARP | Tangentially-fired | Coal | Pipeline Natural Gas |  | Electric Utility | Electric Services | 0.3698 | 477.907 | 2589298.825 | 0.3665 | 479.298 | 2602746.15 | 0.402 | 585.107 | 2868668.325 | 0.428 | 578.023 | 2691719.05 | 0.4115 | 550.874 | 2658299.7 | 0.1932 | 197.402 | 2054127.25 | 0.1443 | 195.632 | 2759466.875 | 0.1532 | 194.606 | 2609016.725 | 0.157 | 192.2 | 2472800.2 | 0.1497 | 164 | 2200862.1 | 61.2 |  | New SCR | 0.1443 | 0.06 | 73.5 |  |  | 73.5
IA | Walter Scott Jr. Energy Center | 1082 | 3 | Pottawattamie | 1978-12-01 | 8500 | 725.8 | 41.18 | -95.8408 | ARP | Dry bottom wall-fired boiler | Coal | Diesel Oil | Low NOx Burner Technology (Dry Bottom only) | Electric Utility | Electric Services | 0.3769 | 4405.095 | 22400000 | 0.3948 | 4367.918 | 21300000 | 0.4192 | 5268.134 | 24600000 | 0.4046 | 3820.185 | 18300000 | 0.1733 | 1937.135 | 22000000 | 0.1845 | 1995.232 | 21300000 | 0.1899 | 1925.863 | 19200000 | 0.1864 | 2203.191 | 23300000 | 0.191 | 2361.5 | 24300000 | 0.2094 | 2366.7 | 22100000 | 77.8 |  | New SCR | 0.1733 | 0.06 | 741.8 |  |  | 741.8
IA | Walter Scott Jr. Energy Center | 1082 | 4 | Pottawattamie | 2007-02-01 | 7675 | 922.5 | 41.18 | -95.8408 | ARP | Dry bottom wall-fired boiler (Started Jan 27, 2007) | Coal |  | Low NOx Burner Technology (Dry Bottom only)<br>Selective Catalytic Reduction | Electric Utility | Electric Services | [12 empty] | 0.0396 | 384.349 | 19100000 | 0.0571 | 640.939 | 22200000 | 0.0572 | 578.549 | 19900000 | 0.0537 | 604.009 | 22900000 | 0.0618 | 748.5 | 24300000 | 0.058 | 681.1 | 23100000 | 86.2 | SCR | Existing SCR | 0.0396 | 0.0396 | 479.6 |  |  | 479.6
ID | Bennett Mountain Power Project | 55733 | CT01 | Elmore | 2005-02-21 | 1910 | 172.8 | 43.1747 | -115.6252 | ARP | Combustion turbine | Pipeline Natural Gas |  | Dry Low NOx Burners | Electric Utility | [7 empty] | 0.069 | 13.92 | 439653.39 | 0.0689 | 12.103 | 386305.452 | 0.0729 | 55.514 | 1639602.087 | 0.0651 | 5.671 | 179428.451 | 0.0687 | 25.33 | 767825.413 | 0.0685 | 12.239 | 371198.004 | 0.0697 | 12.2 | 357930.9 | 0.0711 | 15.2 | 447692.7 | 5.1 | Dry Low NOx Burners | Low Ozone Season Rate | 0.0651 | 0.0651 | 11.4 |  |  | 11.4
ID | Evander Andrews Power Complex | 7953 | CT1 | Elmore | 2008-02-22 | 2250 | 172.8 | 43.1794 | -115.7328 | ARP | Combustion turbine | Pipeline Natural Gas |  | Dry Low NOx Burners | Electric Utility | [19 empty] | 0.033 | 16.249 | 1187462.807 | 0.0394 | 13.537 | 885430.285 | 0.0377 | 10.5 | 709475.1 | 0.0413 | 7.6 | 444329.1 | 8.6 | Dry Low NOx Burners | Low Ozone Season Rate | 0.033 | 0.033 | 9.2 |  |  | 9.2
ID | Evander Andrews Power Complex | 7953 | CT2 | Elmore | 2001-09-25 | 750 | 50 | 43.1794 | -115.7328 | ARP | Combustion turbine | Pipeline Natural Gas |  | Dry Low NOx Burners | Electric Utility |  | 0.0918 | 9.529 | 225219.815 | 0.0956 | 4.261 | 98051.057 | 0.1038 | 1.717 | 34817.302 | 0.0984 | 5.876 | 127668.086 | 0.0964 | 8.954 | 197539.789 | 0.0837 | 0.414 | 11179.002 | 0.084 | 3.155 | 88037.75 | 0.0844 | 1.102 | 29936.885 | 0.0837 | 0.9 | 25577.5 | 0.085 | 1 | 27187.4 | 0.9 | Dry Low NOx Burners | Low Ozone Season Rate | 0.0837 | 0.0837 | 0.9 |  |  | 0.9
ID | Evander Andrews Power Complex | 7953 | CT3 | Elmore | 2001-09-30 | 750 | 50 | 43.1794 | -115.7328 | ARP | Combustion turbine | Pipeline Natural Gas |  | Dry Low NOx Burners | Electric Utility |  | 0.0895 | 8.657 | 212998.936 | 0.0968 | 4.718 | 109752.01 | 0.1096 | 1.404 | 28848.268 | 0.1059 | 5.9 | 126110.529 | 0.0879 | 7.629 | 186560.812 | 0.0919 | 0.374 | 9132.673 | 0.0852 | 3.61 | 91223.544 | 0.0841 | 1.107 | 28434.144 | 0.0876 | 1 | 25057.2 | 0.0704 | 0.9 | 29324.7 | 0.9 | Dry Low NOx Burners | Low Ozone Season Rate | 0.0704 | 0.0704 | 0.8 |  |  | 0.8
ID | Langley Gulch Power Plant | 57028 | CT1 | Payette | 2012-04-13 | 2377 | 187 | 43.9046 | -116.8181 | ARP | Combined cycle (Started Apr 11, 2012) | Pipeline Natural Gas |  | Dry Low NOx Burners<br>Selective Catalytic Reduction | Electric Utility | [28 empty] | 0.0092 | 11.2 | 2877267.2 | 0 | Dry Low NOx Burners<br>Selective Catalytic Reduction | Existing SCR | 0.0092 | 0.0092 | 0 |  |  | 0
ID | Rathdrum Combustion Turbine Project | 7456 | 1 | Kootenai | 1995-01-01 | 1200 | 83.2 | 47.8034 | -116.869 | ARP | Combustion turbine | Pipeline Natural Gas |  | Dry Low NOx Burners | Electric Utility |  | 0.0556 | 2.048 | 96123.9 | 0.06 | 0.119 | 4491.05 | 0.0608 | 0.323 | 13139.225 | 0.0645 | 2.423 | 99536.425 | 0.0666 | 1.648 | 65303.1 | 0.0803 | 0.187 | 6155.75 | 0.0814 | 8.243 | 236109.625 | 0.0708 | 1.299 | 47993.491 | 0.0797 | 0.7 | 24853.6 | 0.0758 | 0.8 | 31738.3 | 0.6 | Dry Low NOx Burners | Low Ozone Season Rate | 0.0556 | 0.0556 | 0.5 |  |  | 0.5
ID | Rathdrum Combustion Turbine Project | 7456 | 2 | Kootenai | 1995-01-01 | 1200 | 83.2 | 47.8034 | -116.869 | ARP | Combustion turbine | Pipeline Natural Gas |  | Dry Low NOx Burners | Electric Utility |  | 0.0526 | 1.488 | 76853 | 0.0938 | 0.06 | 2378.3 | 0.0654 | 0.316 | 14686.575 | 0.0519 | 2.434 | 122305.075 | 0.0777 | 1.346 | 50465.4 | 0.1631 | 0.965 | 14548.65 | 0.048 | 2.007 | 110272.434 | 0.0484 | 0.422 | 24449.624 | 0.0743 | 0.6 | 21629.7 | 0.0762 | 0.2 | 13849.2 | 0.5 | Dry Low NOx Burners | Low Ozone Season Rate | 0.048 | 0.048 | 0.4 |  |  | 0.4
ID | Rathdrum Power, LLC | 55179 | CTGEN1 | Kootenai | 2001-07-23 | 2040 | 179.4 | 47.7861 | -116.9214 | ARP | Combined cycle | Pipeline Natural Gas |  | Dry Low NOx Burners<br>Selective Catalytic Reduction | Electric Utility |  | 0.0201 | 22.53 | 3096032.1 | 0.0175 | 27.088 | 3985707.8 | 0.0253 | 20.145 | 2534824.125 | 0.0227 | 25.712 | 3394037.625 | 0.0253 | 28.455 | 3584173.141 | 0.0244 | 21.011 | 2694800.781 | 0.0183 | 25.226 | 3460004.977 | 0.0223 | 24.389 | 3037199.182 | 0.0361 | 19.2 | 1966133.3 | 0.0294 | 22.4 | 2530351.8 | 26.2 | Dry Low NOx Burners<br>Selective Catalytic Reduction | Existing SCR | 0.0175 | 0.0175 | 9.3 |  |  | 9.3
IL | Alsey Station | 7818 | ACT1 | Scott | 1999-06-01 | 460 | 30 | 39.5606 | -90.4339 | CAIRNOX, CAIROS, CAIRSO2, TRNOX, TRNOXOS, TRSO2G1 | Combustion turbine | Pipeline Natural Gas |  | Water Injection | Electric Utility | [7 empty] | 0.231 | 0.732 | 6339.825 | 0.2349 | 2.135 | 17868.394 | 0.2284 | 0.236 | 2005.032 | 0.219 | 0.003 | 30.93 |  |  |  | 0.2152 | 1.349 | 12462.655 | 0.2191 | 1.8 | 16190.4 | 0.22 | 3.9 | 35273.8 | 1 | Water Injection | Low Ozone Season Rate | 0.2152 | 0.2152 | 1.8 |  |  | 1.8
IL | Alsey Station | 7818 | ACT2 | Scott | 1999-06-01 | 460 | 30 | 39.5606 | -90.4339 | CAIRNOX, CAIROS, CAIRSO2, TRNOX, TRNOXOS, TRSO2G1 | Combustion turbine | Pipeline Natural Gas |  | Water Injection | Electric Utility | [7 empty] | 0.2156 | 0.636 | 6310.125 | 0.211 | 1.671 | 16429.652 | 0.2174 | 0.312 | 2079.506 | 0.241 | 0.005 | 43.89 |  |  |  | 0.2063 | 1.537 | 15546.471 | 0.2358 | 2.3 | 19074.1 | 0.2358 | 4.3 | 36154.3 | 1.1 | Water Injection | Low Ozone Season Rate | 0.2063 | 0.2063 | 2 |  |  | 2
IL | Alsey Station | 7818 | ACT5 | Scott | 1999-06-01 | 420 | 25 | 39.5606 | -90.4339 | CAIRNOX, CAIROS, CAIRSO2, TRNOX, TRNOXOS, TRSO2G1 | Combustion turbine | Pipeline Natural Gas |  |  | Electric Utility | [7 empty] | 0.3129 | 0.542 | 3407.65 | 0.3375 | 2.546 | 14467.619 | 0.2968 | 0.035 | 236.016 | 0.291 | 0.006 | 37.785 |  |  |  | 0.2822 | 0.978 | 6658.092 | 0.2872 | 2.1 | 13948.6 | 0.2907 | 4.2 | 28264.4 | 0.9 | None Reported | Water Injection | 0.2822 | 0.16932 | 1.2 |  |  | 1.2
IL | Aurora | 55279 | AGS01 | DuPage | 2002-04-22 | 2050 | 213 | 41.8151 | -88.2265 | ARP, CAIRNOX, CAIROS, CAIRSO2, TRNOX, TRNOXOS, TRSO2G1 | Combustion turbine | Pipeline Natural Gas |  | Dry Low NOx Burners | Electric Utility |  | 0.0412 | 2.586 | 165096.277 | 0.0509 | 1.516 | 95828.414 | 0.0395 | 12.52 | 811426.808 | 0.0467 | 2.655 | 159722.027 | 0.0492 | 4.849 | 295134.138 | 0.0465 | 0.735 | 39894.928 | 0.067 | 0.091 | 3636.146 | 0.0533 | 1.091 | 59276.346 | 0.0466 | 2.3 | 128982.1 | 0.0433 | 2.6 | 159410.5 | 1.7 | Dry Low NOx Burners | Low Ozone Season Rate | 0.0395 | 0.0395 | 2 |  |  | 2
IL | Aurora | 55279 | AGS02 | DuPage | 2001-05-01 | 2050 | 213 | 41.8151 | -88.2265 | ARP, CAIRNOX, CAIROS, CAIRSO2, TRNOX, TRNOXOS, TRSO2G1 | Combustion turbine | Pipeline Natural Gas |  | Dry Low NOx Burners | Electric Utility |  | 0.0351 | 2.172 | 160717.239 | 0.038 | 1.983 | 134480.831 | 0.0366 | 11.072 | 754493.599 | 0.0433 | 2.589 | 166227.391 | 0.0507 | 6.102 | 336804.058 | 0.045 | 0.743 | 44152.23 | 0.0728 | 0.123 | 5330.98 | 0.0433 | 1.227 | 76170.367 | 0.0416 | 1.3 | 79149.4 | 0.0452 | 2.7 | 148736.3 | 1.1 | Dry Low NOx Burners | Low Ozone Season Rate | 0.0351 | 0.0351 | 1.1 |  |  | 1.1
IL | Aurora | 55279 | AGS03 | DuPage | 2001-05-01 | 2050 | 210 | 41.8151 | -88.2265 | ARP, CAIRNOX, CAIROS, CAIRSO2, TRNOX, TRNOXOS, TRSO2G1 | Combustion turbine | Pipeline Natural Gas |  | Dry Low NOx Burners | Electric Utility |  | 0.0364 | 2.749 | 180329.337 | 0.0418 | 0.76 | 46528.281 | 0.0416 | 5.015 | 305031.679 | 0.0423 | 1.655 | 107990.33 | 0.0434 | 4.842 | 302991.645 | 0.0463 | 1.224 | 73984.698 | 0.0336 | 0.205 | 13835.094 | 0.0531 | 1.211 | 77057.994 | 0.0493 | 1.8 | 88127.7 | 0.0511 | 3.6 | 182169.1 | 1.2 | Dry Low NOx Burners | Low Ozone Season Rate | 0.0336 | 0.0336 | 1.2 |  |  | 1.2
IL | Aurora | 55279 | AGS04 | DuPage | 2001-04-07 | 2050 | 213 | 41.8151 | -88.2265 | ARP, CAIRNOX, CAIROS, CAIRSO2, TRNOX, TRNOXOS, TRSO2G1 | Combustion turbine | Pipeline Natural Gas |  | Dry Low NOx Burners | Electric Utility |  | 0.0384 | 1.584 | 110732.088 | 0.0379 | 1.45 | 99564.083 | 0.0434 | 5.774 | 356139.93 | 0.0417 | 1.408 | 91274.455 | 0.0459 | 5.521 | 343820.224 | 0.0429 | 0.846 | 51864.178 | 0.0385 | 1.366 | 91692.91 | 0.0424 | 0.582 | 37654.292 | 0.0401 | 2.3 | 141092 | 0.0402 | 3.2 | 207723.8 | 1.9 | Dry Low NOx Burners | Low Ozone Season Rate | 0.0379 | 0.0379 | 2.2 |  |  | 2.2
IL | Aurora | 55279 | AGS05 | DuPage | 2001-04-21 | 510 | 71 | 41.8151 | -88.2265 | ARP, CAIRNOX, CAIROS, CAIRSO2, TRNOX, TRNOXOS, TRSO2G1 | Combustion turbine | Pipeline Natural Gas |  | Water Injection | Electric Utility |  | 0.0943 | 1.295 | 34031.771 | 0.099 | 0.987 | 23898.902 | 0.0904 | 7.507 | 183567.697 | 0.0927 | 1.266 | 30248.715 | 0.0902 | 2.71 | 66017.505 | 0.0842 | 0.814 | 21026.162 | 0.1232 | 0.199 | 4961.173 | 0.0794 | 0.525 | 14161.806 | 0.0872 | 1.2 | 30158.6 | 0.0985 | 1.6 | 40804.7 | 1.6 | Water Injection | Low Ozone Season Rate | 0.0794 | 0.0794 | 1.1 |  |  | 1.1
IL | Aurora | 55279 | AGS06 | DuPage | 2001-04-21 | 510 | 71 | 41.8151 | -88.2265 | ARP, CAIRNOX, CAIROS, CAIRSO2, TRNOX, TRNOXOS, TRSO2G1 | Combustion turbine | Pipeline Natural Gas |  | Water Injection | Electric Utility |  | 0.0979 | 1.117 | 28883.641 | 0.0985 | 0.856 | 21321.887 | 0.0871 | 6.821 | 173900.267 | 0.0876 | 2.674 | 69247.04 | 0.0886 | 2.765 | 69511.281 | 0.0832 | 0.798 | 20740.401 | 0.1209 | 0.171 | 3942.43 | 0.0667 | 0.5 | 15860.135 | 0.0821 | 1.3 | 33744.1 | 0.0989 | 1.5 | 36598 | 1.8 | Water Injection | Low Ozone Season Rate | 0.0667 | 0.0667 | 1 |  |  | 1
IL | Aurora | 55279 | AGS07 | DuPage | 2001-04-26 | 510 | 71 | 41.8151 | -88.2265 | ARP, CAIRNOX, CAIROS, CAIRSO2, TRNOX, TRNOXOS, TRSO2G1 | Combustion turbine | Pipeline Natural Gas |  | Water Injection | Electric Utility |  | 0.1088 | 1.852 | 45122.373 | 0.1191 | 0.596 | 14377.041 | 0.0887 | 7.001 | 176844.17 | 0.086 | 2.875 | 74086.146 | 0.0869 | 3.059 | 79567.344 | 0.0932 | 0.91 | 22893.195 | 0.11 | 0.133 | 3394.556 | 0.0933 | 0.618 | 15693.97 | 0.0913 | 1.3 | 32031 | 0.103 | 1.3 | 28776.3 | 1.7 | Water Injection | Low Ozone Season Rate | 0.086 | 0.086 | 1.2 |  |  | 1.2
IL | Aurora | 55279 | AGS08 | DuPage | 2001-05-04 | 510 | 71 | 41.8151 | -88.2265 | ARP, CAIRNOX, CAIROS, CAIRSO2, TRNOX, TRNOXOS, TRSO2G1 | Combustion turbine | Pipeline Natural Gas |  | Water Injection | Electric Utility |  | 0.1087 | 1.92 | 45422.97 | 0.111 | 0.824 | 19287.039 | 0.0882 | 6.646 | 167159.959 | 0.0869 | 2.939 | 75221.407 | 0.0868 | 3.434 | 86941.644 | 0.0913 | 0.633 | 16176.162 | 0.1258 | 0.173 | 3749.162 | 0.0893 | 0.576 | 14329.285 | 0.095 | 1.3 | 32522 | 0.1043 | 1.3 | 29826 | 1.7 | Water Injection | Low Ozone Season Rate | 0.0868 | 0.0868 | 1.2 |  |  | 1.2
IL | Aurora | 55279 | AGS09 | DuPage | 2001-05-14 | 510 | 71 | 41.8151 | -88.2265 | ARP, CAIRNOX, CAIROS, CAIRSO2, TRNOX, TRNOXOS, TRSO2G1 | Combustion turbine | Pipeline Natural Gas |  | Water Injection | Electric Utility |  | 0.0969 | 1.239 | 32188.465 | 0.1034 | 0.965 | 22375.868 | 0.0994 | 5.108 | 117942.187 | 0.0923 | 3.036 | 72743.318 | 0.0944 | 2.798 | 66407.31 | 0.0929 | 0.705 | 17419.009 | 0.1123 | 0.231 | 5127.422 | 0.2026 | 0.066 | 1371.469 | 0.0878 | 1.3 | 32314 | 0.0942 | 1.4 | 34510.7 | 1.7 | Water Injection | Low Ozone Season Rate | 0.0878 | 0.0878 | 1.3 |  |  | 1.3
IL | Aurora | 55279 | AGS10 | DuPage | 2001-05-23 | 510 | 71 | 41.8151 | -88.2265 | ARP, CAIRNOX, CAIROS, CAIRSO2, TRNOX, TRNOXOS, TRSO2G1 | Combustion turbine | Pipeline Natural Gas |  | Water Injection | Electric Utility |  | 0.1058 | 1.372 | 33781.898 | 0.1143 | 0.98 | 21944.967 | 0.0987 | 5.103 | 118845.085 | 0.0929 | 2.945 | 70848.821 | 0.0945 | 2.705 | 66481 | 0.09 | 0.595 | 15933.956 | 0.1246 | 0.204 | 5002.609 | 0.1093 | 0.114 | 2600.554 | 0.0914 | 1.2 | 29804.1 | 0.0962 | 1.2 | 29887.9 | 1.6 | Water Injection | Low Ozone Season Rate | 0.09 | 0.09 | 1.1 |  |  | 1.1
IL | Baldwin Energy Complex | 889 | 1 | Randolph | 1970-07-13 | 7000 | 625.1 | 38.205 | -89.855 | ARP, NBP | Cyclone boiler | Coal | Residual Oil | Overfire Air<br>Selective Catalytic Reduction (Began Apr 28, 2003) | Electric Utility | Electric Services | 0.2401 | 2166.536 | 18200000 | 0.076 | 577.649 | 16000000 | 0.0659 | 554.879 | 18500000 | 0.0562 | 493.228 | 18800000 | 0.0565 | 525.35 | 19500000 | 0.0615 | 445.675 | 16000000 | 0.0535 | 424.028 | 17500000 | 0.0548 | 439.992 | 17900000 | 0.0578 | 413.6 | 14900000 | 0.0816 | 628.5 | 17400000 | 57.8 | SCR | Existing SCR | 0.0535 | 0.0535 | 382.8 |  |  | 382.8
IL | Baldwin Energy Complex | 889 | 2 | Randolph | 1973-05-21 | 6200 | 634.5 | 38.205 | -89.855 | ARP, NBP | Cyclone boiler | Coal | Residual Oil | Overfire Air<br>Selective Catalytic Reduction | Electric Utility | Electric Services | 0.2876 | 2836.597 | 19800000 | 0.0721 | 556.863 | 16600000 | 0.0586 | 542.761 | 19300000 | 0.0554 | 435.394 | 16600000 | 0.057 | 546.025 | 20000000 | 0.058 | 534.535 | 19800000 | 0.0512 | 427.498 | 17900000 | 0.0509 | 459.528 | 19300000 | 0.0588 | 558.9 | 19900000 | 0.0724 | 592.7 | 16900000 | 87.5 | SCR | Existing SCR | 0.0509 | 0.0509 | 483.8 |  |  | 483.8
IL | Baldwin Energy Complex | 889 | 3 | Randolph | 1975-06-20 | 6800 | 634.5 | 38.205 | -89.855 | ARP, NBP | Tangentially-fired | Coal | Residual Oil | Low NOx Burner Technology w/ Separated OFA | Electric Utility | Electric Services | 0.1048 | 951.701 | 18400000 | 0.1003 | 757.405 | 15200000 | 0.0994 | 1013.507 | 20700000 | 0.0913 | 928.935 | 20500000 | 0.0879 | 922.993 | 21100000 | 0.0947 | 951.024 | 20100000 | 0.0956 | 844.199 | 17700000 | 0.0918 | 541.609 | 12000000 | 0.0921 | 971.1 | 21300000 | 0.0877 | 852.3 | 19800000 | 85.2 |  | New SCR | 0.0877 | 0.06 | 632.6 |  |  | 632.6
IL | Calumet Energy Team, LLC | 55296 | **1 | Cook | 2002-06-24 | 2150 | 156.4 | 41.6835 | -87.5563 | ARP, CAIRNOX, CAIROS, CAIRSO2, TRNOX, TRNOXOS, TRSO2G1 | Combustion turbine | Pipeline Natural Gas |  | Dry Low NOx Burners | Electric Utility |  | 0.0604 | 1.611 | 56200.7 | 0.0562 | 1.198 | 46038.15 | 0.057 | 2.772 | 105267.525 | 0.0575 | 3.599 | 138554.875 | 0.0828 | 14.037 | 334357.7 | 0.1067 | 14.709 | 250498.809 | 0.0809 | 3.306 | 79804.278 | 0.0861 | 4.305 | 95421.097 | 0.0848 | 8.4 | 192412.3 | 0.0764 | 9.1 | 256339.6 | 2.4 | Dry Low NOx Burners | Low Ozone Season Rate | 0.0562 | 0.0562 | 5.6 |  |  | 5.6
IL | Calumet Energy Team, LLC | 55296 | **2 | Cook | 2002-06-24 | 2150 | 156.4 | 41.6835 | -87.5563 | ARP, CAIRNOX, CAIROS, CAIRSO2, TRNOX, TRNOXOS, TRSO2G1 | Combustion turbine | Pipeline Natural Gas |  | Dry Low NOx Burners | Electric Utility |  | 0.0663 | 1.696 | 52483.025 | 0.0724 | 1.537 | 44095.775 | 0.0734 | 3.292 | 93706.375 | 0.0739 | 3.554 | 99406.025 | 0.0741 | 9.579 | 251823.575 | 0.1051 | 17.56 | 296101.597 | 0.0702 | 1.344 | 37944.415 | 0.0766 | 3.46 | 86874.034 | 0.0718 | 6.4 | 173688.2 | 0.0793 | 9.3 | 248490.2 | 2.2 | Dry Low NOx Burners | Low Ozone Season Rate | 0.0663 | 0.0663 | 5.9 |  |  | 5.9
IL | Coffeen | 861 | 1 | Montgomery | 1965-12-20 | 3817 | 388.9 | 39.0586 | -89.4031 | ARP, NBP | Cyclone boiler | Coal |  | Overfire Air<br>Selective Catalytic Reduction (Began Apr 21, 2003) | Electric Utility | Electric Services | 0.1164 | 622.329 | 11000000 | 0.086 | 395.327 | 9280014.26 | 0.1067 | 602.113 | 11400000 | 0.1147 | 595.867 | 10500000 | 0.081 | 449.736 | 11300000 | 0.0504 | 278.736 | 11100000 | 0.0525 | 171.428 | 6783748.57 | 0.0635 | 274.847 | 10500000 | 0.0495 | 264.5 | 11500000 | 0.0717 | 289.8 | 8589844.5 | 82.2 | SCR | Existing SCR | 0.0495 | 0.0495 | 264.5 |  |  | 264.5
IL | Coffeen | 861 | 2 | Montgomery | 1972-09-16 | 6569 | 616.5 | 39.0586 | -89.4031 | ARP, NBP | Cyclone boiler | Coal |  | Overfire Air<br>Selective Catalytic Reduction | Electric Utility | Electric Services | 0.1153 | 929.044 | 17000000 | 0.0856 | 677.964 | 16000000 | 0.1073 | 905.206 | 17700000 | 0.1149 | 1025.141 | 18400000 | 0.0861 | 757.255 | 18500000 | 0.0524 | 385.252 | 15900000 | 0.0625 | 426.508 | 15300000 | 0.0629 | 395.932 | 16200000 | 0.0661 | 400.4 | 16100000 | 0.0844 | 546.5 | 14200000 | 66.9 | SCR | Existing SCR | 0.0524 | 0.0524 | 317.4 |  |  | 317.4
IL | Collins Station | 6025 | 1 | Grundy | 1978-05-09 | 5237 | 544.9 | 41.3528 | -88.3517 | ARP, NBP | Dry bottom wall-fired boiler | Natural Gas | Residual Oil | Low NOx Burner Technology (Dry Bottom only) | Electric Utility | Electric Services | 0.1543 | 230.84 | 2124060.115 | 0.157 | 36.836 | 352089.247 | [20 empty] | 0 |  |  |  | 0 |  | New SCR | 0.1543 | 0.06 | 0 |  |  | 0
IL | Collins Station | 6025 | 2 | Grundy | 1977-10-31 | 5237 | 544.9 | 41.3528 | -88.3517 | ARP, NBP | Dry bottom wall-fired boiler | Natural Gas | Residual Oil | Low NOx Burner Technology (Dry Bottom only) | Electric Utility | Electric Services | 0.1688 | 69.948 | 703662.754 | 0.1412 | 19.238 | 183806.419 | [20 empty] | 0 |  |  |  | 0 |  | New SCR | 0.1412 | 0.06 | 0 |  |  | 0
IL | Collins Station | 6025 | 3 | Grundy | 1977-05-16 | 5237 | 518.9 | 41.3528 | -88.3517 | ARP, NBP | Dry bottom wall-fired boiler | Natural Gas | Residual Oil | Low NOx Burner Technology (Dry Bottom only) | Electric Utility | Electric Services | 0.1379 | 260.077 | 2542605.128 | 0.1772 | 36.916 | 314213.438 | [20 empty] | 0 |  |  |  | 0 |  | New SCR | 0.1379 | 0.06 | 0 |  |  | 0
IL | Collins Station | 6025 | 4 | Grundy | 1978-12-11 | 5187 | 520.7 | 41.3528 | -88.3517 | ARP, NBP | Dry bottom wall-fired boiler | Natural Gas | Residual Oil | Low NOx Burner Technology (Dry Bottom only) | Electric Utility | Electric Services | [26 empty] | 0 |  |  |  | 0 |  | Not Operating | 0 | 0 | 0 |  |  | 0
IL | Collins Station | 6025 | 5 | Grundy | 1979-06-25 | 5187 | 520.7 | 41.3528 | -88.3517 | ARP, NBP | Dry bottom wall-fired boiler | Natural Gas | Residual Oil | Low NOx Burner Technology (Dry Bottom only) | Electric Utility | Electric Services | [26 empty] | 0 |  |  |  | 0 |  | Not Operating | 0 | 0 | 0 |  |  | 0
IL | Cordova Energy Company | 55188 | 1 | Rock Island | 2001-06-19 | 2148.3 | 210 | 41.7146 | -90.2802 | ARP, CAIRNOX, CAIROS, CAIRSO2, TRNOX, TRNOXOS, TRSO2G1 | Combined cycle | Pipeline Natural Gas |  | Dry Low NOx Burners<br>Selective Catalytic Reduction | Electric Utility |  | 0.0185 | 6.428 | 841157.9 | 0.0171 | 7.168 | 987164.75 | 0.0147 | 14.638 | 2173777 | 0.0169 | 11.214 | 1547325.575 | 0.0157 | 10.695 | 1585444.85 | 0.0163 | 3.285 | 475248.364 | 0.0142 | 1.232 | 201734.36 | 0.0151 | 4.014 | 624604.731 | 0.0179 | 0.6 | 82196.9 | 0.0188 | 0.1 | 18606.2 | 1 | Dry Low NOx Burners<br>Selective Catalytic Reduction | Existing SCR | 0.0142 | 0.0142 | 0.5 |  |  | 0.5
IL | Cordova Energy Company | 55188 | 2 | Rock Island | 2001-06-19 | 2148.3 | 210 | 41.7146 | -90.2802 | ARP, CAIRNOX, CAIROS, CAIRSO2, TRNOX, TRNOXOS, TRSO2G1 | Combined cycle | Pipeline Natural Gas |  | Dry Low NOx Burners<br>Selective Catalytic Reduction | Electric Utility |  | 0.0185 | 9.358 | 1191971 | 0.0187 | 7.935 | 990481.025 | 0.0154 | 22.271 | 3038210.65 | 0.0176 | 11.983 | 1559084.875 | 0.0153 | 10.778 | 1590835.45 | 0.0159 | 3.539 | 506296.866 | 0.0151 | 1.214 | 188908.288 | 0.0148 | 3.878 | 593245.45 | 0.0187 | 0.6 | 81816 | 0.0212 | 0.1 | 18811.6 | 1 | Dry Low NOx Burners<br>Selective Catalytic Reduction | Existing SCR | 0.0148 | 0.0148 | 0.5 |  |  | 0.5
IL | Crawford | 867 | 7 | Cook | 1958-05-23 | 3533 | 239.3 | 41.8278 | -87.7236 | ARP, NBP | Tangentially-fired | Coal | Natural Gas | Low NOx Burner Technology w/ Closed-coupled/Separated OFA | Electric Utility | Electric Services | 0.1404 | 387.659 | 5604811.3 | 0.1354 | 328.152 | 4957275.125 | 0.1239 | 395.891 | 6445315.575 | 0.1263 | 370.952 | 5939076.925 | 0.1227 | 363.831 | 6119772.475 | 0.1607 | 442.454 | 5954488.4 | 0.1224 | 306.484 | 4847520.075 | 0.1049 | 188.437 | 3579488.7 | 0.1328 | 334.6 | 5353223.6 | 0.0902 | 168.3 | 3800891.3 | 41.3 | SNCR | New SCR | 0.0902 | 0.06 | 151.2 | Shutdown | Gas Combined Cycle Replacement | 25.4 | 309.1
IL | Crawford | 867 | 8 | Cook | 1961-04-13 | 4239 | 358.1 | 41.8278 | -87.7236 | ARP, NBP | Tangentially-fired | Coal | Natural Gas | Low NOx Burner Technology w/ Closed-coupled/Separated OFA | Electric Utility | Electric Services | 0.1351 | 544.328 | 8572640.15 | 0.1431 | 463.868 | 7122565.925 | 0.1434 | 559.83 | 8013932.825 | 0.1475 | 589.635 | 8213653.625 | 0.1517 | 621.47 | 8441499.575 | 0.1569 | 494.286 | 6676862.875 | 0.1279 | 425.16 | 6585550.6 | 0.1159 | 318.251 | 5579773.225 | 0.1787 | 544.8 | 6284358.5 | 0.11 | 289.5 | 5337150.2 | 40.4 | SNCR | New SCR | 0.11 | 0.06 | 182.9 | Shutdown | Gas Combined Cycle Replacement | 29.9 | 514.9
IL | Crete Energy Park | 55253 | GT1 | Will | 2002-04-11 | 1100 | 89 | 41.4297 | -87.6187 | ARP, CAIRNOX, CAIROS, CAIRSO2, TRNOX, TRNOXOS, TRSO2G1 | Combustion turbine | Pipeline Natural Gas |  | Dry Low NOx Burners | Electric Utility |  | 0.0316 | 0.359 | 21616.75 | 0.0296 | 0.073 | 4877.275 | 0.0292 | 0.327 | 22331.275 | 0.0316 | 0.763 | 47555.55 | 0.0269 | 0.306 | 23013.5 | 0.0258 | 1.111 | 86839.272 | 0.0266 | 0.904 | 68767.501 | 0.0264 | 1.03 | 78677.153 | 0.0265 | 0.9 | 70852.8 | 0.0269 | 1.2 | 87791.7 | 1.8 | Dry Low NOx Burners | Low Ozone Season Rate | 0.0258 | 0.0258 | 0.9 |  |  | 0.9
IL | Crete Energy Park | 55253 | GT2 | Will | 2002-04-06 | 1100 | 89 | 41.4297 | -87.6187 | ARP, CAIRNOX, CAIROS, CAIRSO2, TRNOX, TRNOXOS, TRSO2G1 | Combustion turbine | Pipeline Natural Gas |  | Dry Low NOx Burners | Electric Utility |  | 0.0264 | 0.412 | 31079.525 | 0.0256 | 0.067 | 5204.45 | 0.0252 | 0.279 | 22053.7 | 0.0259 | 0.573 | 44146.65 | 0.0195 | 0.25 | 26757.8 | 0.018 | 0.669 | 75955.814 | 0.0197 | 0.71 | 74133.86 | 0.0194 | 0.581 | 61555.249 | 0.0203 | 0.8 | 80046.1 | 0.0232 | 1.1 | 91227.9 | 2 | Dry Low NOx Burners | Low Ozone Season Rate | 0.018 | 0.018 | 0.7 |  |  | 0.7
IL | Crete Energy Park | 55253 | GT3 | Will | 2002-03-28 | 1100 | 89 | 41.4297 | -87.6187 | ARP, CAIRNOX, CAIROS, CAIRSO2, TRNOX, TRNOXOS, TRSO2G1 | Combustion turbine | Pipeline Natural Gas |  | Dry Low NOx Burners | Electric Utility |  | 0.0273 | 0.249 | 18150 | 0.0275 | 0.069 | 4977.325 | 0.0272 | 0.3 | 21934.8 | 0.0277 | 0.604 | 43434.175 | 0.0215 | 0.231 | 21684.675 | 0.0193 | 0.77 | 80353.597 | 0.0206 | 0.465 | 45632.52 | 0.0206 | 0.735 | 71893.573 | 0.0213 | 0.7 | 68915.4 | 0.0262 | 1.1 | 86897.1 | 1.7 | Dry Low NOx Burners | Low Ozone Season Rate | 0.0193 | 0.0193 | 0.7 |  |  | 0.7
IL | Crete Energy Park | 55253 | GT4 | Will | 2002-03-26 | 1100 | 89 | 41.4297 | -87.6187 | ARP, CAIRNOX, CAIROS, CAIRSO2, TRNOX, TRNOXOS, TRSO2G1 | Combustion turbine | Pipeline Natural Gas |  | Dry Low NOx Burners | Electric Utility |  | 0.0266 | 0.296 | 22074.225 | 0.0265 | 0.054 | 3998.7 | 0.0262 | 0.29 | 22030.9 | 0.0268 | 0.574 | 42637.05 | 0.0201 | 0.273 | 27094.7 | 0.0183 | 0.77 | 84231.887 | 0.0184 | 0.403 | 43553.601 | 0.0185 | 0.338 | 36306.307 | 0.0186 | 0.7 | 74094.4 | 0.0265 | 1.4 | 100377.5 | 1.8 | Dry Low NOx Burners | Low Ozone Season Rate | 0.0183 | 0.0183 | 0.7 |  |  | 0.7
IL | Dallman | 963 | 4 | Sangamon | 2009-05-11 | 2100 | 280 | 39.7539 | -89.6011 | ARP, CAIRNOX, CAIROS, CAIRSO2 | Wet bottom wall-fired boiler (Started May 11, 2009) | Coal | Pipeline Natural Gas | Selective Catalytic Reduction | Electric Utility | Electric Services | [18 empty] | 0.1278 | 30.895 | 534339.048 | 0.054 | 138.786 | 5251362.758 | 0.0447 | 117.2 | 5244618.6 | 0.0468 | 127.8 | 5482792.8 | 68 | SCR | Existing SCR | 0.0447 | 0.0447 | 117.2 |  |  | 117.2
IL | Dallman | 963 | 31 | Sangamon | 1968-06-01 | 882 | 90.2 | 39.7539 | -89.6011 | ARP, NBP | Cyclone boiler | Coal |  | Selective Catalytic Reduction (Began Apr 15, 2003) | Electric Utility | Electric Services | 0.1665 | 172.64 | 2297311.327 | 0.113 | 124.687 | 2351451.393 | 0.0996 | 152.737 | 3153103.383 | 0.0957 | 139.276 | 2982923.037 | 0.0938 | 121.417 | 2692313.388 |  |  |  | 0.1035 | 74.789 | 1448550.662 | 0.1066 | 118.834 | 2316986.641 | 0.1056 | 97.3 | 1944769.5 | 0.1145 | 65.8 | 1168567.4 | 60 | SCR | Existing SCR | 0.0938 | 0.0938 | 86.4 |  |  | 86.4
IL | Dallman | 963 | 32 | Sangamon | 1972-06-01 | 882 | 90.2 | 39.7539 | -89.6011 | NBP, ARP | Cyclone boiler | Coal |  | Selective Catalytic Reduction (Began Apr 15, 2003) | Electric Utility | Electric Services | 0.1589 | 175.241 | 2434486.123 | 0.1103 | 115.333 | 2207409.057 | 0.0974 | 141.526 | 3026571.292 | 0.0864 | 124.18 | 2976672.438 | 0.1013 | 142.036 | 2858378.737 | 0.0846 | 117.58 | 3026000.325 | 0.093 | 88.467 | 2001564.116 | 0.1061 | 120.244 | 2295794.443 | 0.1454 | 148.7 | 2147160 | 0.1224 | 54.6 | 905979.8 | 66.3 | SCR | Existing SCR | 0.0846 | 0.0846 | 86.5 |  |  | 86.5
IL | Dallman | 963 | 33 | Sangamon | 1978-06-11 | 1900 | 207.3 | 39.7539 | -89.6011 | NBP, ARP | Tangentially-fired | Coal |  | Selective Catalytic Reduction (Began Apr 15, 2003) | Electric Utility | Electric Services | 0.1607 | 466.707 | 6298820.85 | 0.0866 | 216.84 | 5292510.7 | 0.089 | 244.679 | 6167303.425 | 0.0838 | 192.214 | 4996056.675 | 0.07 | 178.454 | 5309568.95 | 0.0736 | 157.192 | 4727635.175 | 0.1023 | 238.761 | 4809660.446 | 0.0805 | 158.904 | 4102499.195 | 0.1067 | 137.8 | 2694137.3 | 0.0621 | 141.1 | 4592090.3 | 38.6 | SCR | Existing SCR | 0.0621 | 0.0621 | 80.2 |  |  | 80.2
IL | Duck Creek | 6016 | 1 | Fulton | 1976-06-26 | 5028 | 441 | 40.4663 | -89.9841 | ARP, NBP | Dry bottom wall-fired boiler | Coal |  | Low NOx Burner Technology (Dry Bottom only) (Began May 28, 2003)<br>Selective Catalytic Reduction (Began Jun 17, 2003) | Electric Utility | Electric Services | 0.2167 | 775.477 | 7778497.582 | 0.0933 | 393.985 | 8734071.666 | 0.0969 | 388.069 | 8753973.332 | 0.0856 | 403.226 | 10000000 | 0.1137 | 25.83 | 260642.818 | 0.099 | 421.683 | 8855905.793 | 0.0736 | 407.137 | 11800000 | 0.084 | 512.368 | 13200000 | 0.0955 | 526.1 | 12000000 | 0.1149 | 530.8 | 10000000 | 64.9 | SCR | Existing SCR | 0.0736 | 0.0736 | 405.4 |  |  | 405.4
IL | Duke Energy Lee, II LLC | 55236 | CT1 | Lee | 2001-04-10 | 1200 | 101.8 | 41.8287 | -89.4054 | ARP, CAIRNOX, CAIROS, CAIRSO2, TRNOX, TRNOXOS, TRSO2G1 | Combustion turbine | Pipeline Natural Gas |  | Dry Low NOx Burners | Electric Utility |  | 0.0545 | 0.157 | 14025.286 | 0.0325 | 0.106 | 9482.263 | 0.0296 | 1.626 | 139599.85 | 0.0353 | 0.188 | 16834.171 | 0.0296 | 1.08 | 95916.479 | 0.0361 | 0.493 | 36022.266 | 0.0501 | 0.203 | 12759.817 | 0.1999 | 0.066 | 4098.614 | 0.0314 | 1 | 77904.9 | 0.0384 | 1.9 | 148498.4 | 1.8 | Dry Low NOx Burners | Low Ozone Season Rate | 0.0296 | 0.0296 | 0.9 |  |  | 0.9
IL | Duke Energy Lee, II LLC | 55236 | CT2 | Lee | 2001-04-09 | 1200 | 101.8 | 41.8287 | -89.4054 | ARP, CAIRNOX, CAIROS, CAIRSO2, TRNOX, TRNOXOS, TRSO2G1 | Combustion turbine | Pipeline Natural Gas |  | Dry Low NOx Burners | Electric Utility |  | 0.0577 | 0.163 | 13190.572 | 0.024 | 0.026 | 2158.229 | 0.0337 | 1.143 | 82747.467 | 0.0333 | 0.286 | 24080.89 | 0.0319 | 1.062 | 86052.364 | 0.0373 | 0.48 | 35123.932 | 0.0715 | 0.346 | 12532.143 | 0.0765 | 0.22 | 18273.642 | 0.0319 | 0.7 | 54663.2 | 0.0352 | 1.3 | 110912 | 1.2 | Dry Low NOx Burners | Low Ozone Season Rate | 0.024 | 0.024 | 0.5 |  |  | 0.5
IL | Duke Energy Lee, II LLC | 55236 | CT3 | Lee | 2001-05-24 | 1200 | 101.8 | 41.8287 | -89.4054 | ARP, CAIRNOX, CAIROS, CAIRSO2, TRNOX, TRNOXOS, TRSO2G1 | Combustion turbine | Pipeline Natural Gas |  | Dry Low NOx Burners | Electric Utility |  | 0.226 | 0.002 | 17.92 | 0.0407 | 0.297 | 20347.012 | 0.036 | 2.225 | 158821.301 | 0.041 | 0.244 | 18930.514 | 0.0323 | 1.054 | 78797.313 | 0.0558 | 0.321 | 14935.566 | 0.0385 | 0.224 | 16855.026 | 0.1184 | 0.069 | 4022.609 | 0.0402 | 0.3 | 20404.8 | 0.035 | 1.4 | 107829.5 | 0.5 | Dry Low NOx Burners | Low Ozone Season Rate | 0.0323 | 0.0323 | 0.2 |  |  | 0.2
IL | Duke Energy Lee, II LLC | 55236 | CT4 | Lee | 2001-05-25 | 1200 | 101.8 | 41.8287 | -89.4054 | ARP, CAIRNOX, CAIROS, CAIRSO2, TRNOX, TRNOXOS, TRSO2G1 | Combustion turbine | Pipeline Natural Gas |  | Dry Low NOx Burners | Electric Utility |  | 0.258 | 0.001 | 7.37 | 0.0356 | 0.297 | 20690.925 | 0.0363 | 1.774 | 121539.288 | 0.0406 | 0.281 | 20648.196 | 0.0342 | 1.182 | 85128.026 | 0.0686 | 0.306 | 10634.023 | 0.0498 | 0.352 | 20770.3 | 0.0622 | 0.316 | 17792.819 | 0.0853 | 0.3 | 9775.9 | 0.0463 | 2.4 | 148320.4 | 0.2 | Dry Low NOx Burners | Low Ozone Season Rate | 0.0342 | 0.0342 | 0.1 |  |  | 0.1
IL | Duke Energy Lee, II LLC | 55236 | CT5 | Lee | 2001-04-12 | 1200 | 101.8 | 41.8287 | -89.4054 | ARP, CAIRNOX, CAIROS, CAIRSO2, TRNOX, TRNOXOS, TRSO2G1 | Combustion turbine | Pipeline Natural Gas |  | Dry Low NOx Burners | Electric Utility |  | 0.0578 | 0.168 | 13294.332 | 0.0286 | 0.125 | 9232.218 | 0.0384 | 1.534 | 88607.213 | 0.0344 | 0.217 | 17549.267 | 0.041 | 0.805 | 62322.258 | 0.0535 | 0.412 | 25740.975 | 0.0765 | 0.316 | 12395.56 | 0.0801 | 0.431 | 22825.033 | 0.0377 | 0.6 | 42412.2 | 0.0401 | 1.9 | 133513.9 | 1 | Dry Low NOx Burners | Low Ozone Season Rate | 0.0286 | 0.0286 | 0.4 |  |  | 0.4
IL | Duke Energy Lee, II LLC | 55236 | CT6 | Lee | 2001-04-16 | 1200 | 101.8 | 41.8287 | -89.4054 | ARP, CAIRNOX, CAIROS, CAIRSO2, TRNOX, TRNOXOS, TRSO2G1 | Combustion turbine | Pipeline Natural Gas |  | Dry Low NOx Burners | Electric Utility |  | 0.0833 | 0.084 | 6061.717 |  |  |  | 0.0403 | 1.344 | 76238.482 | 0.0543 | 0.303 | 14321.876 | 0.04 | 1.014 | 68335.93 | 0.0414 | 0.425 | 27032.949 | 0.0645 | 0.437 | 18787.302 | 0.0798 | 0.253 | 17863.749 | 0.0356 | 0.6 | 38286.7 | 0.033 | 1.7 | 128508.6 | 0.9 | Dry Low NOx Burners | Low Ozone Season Rate | 0.033 | 0.033 | 0.5 |  |  | 0.5
IL | Duke Energy Lee, II LLC | 55236 | CT7 | Lee | 2001-04-17 | 1200 | 101.8 | 41.8287 | -89.4054 | ARP, CAIRNOX, CAIROS, CAIRSO2, TRNOX, TRNOXOS, TRSO2G1 | Combustion turbine | Pipeline Natural Gas |  | Dry Low NOx Burners | Electric Utility |  | 0.266 | 0.001 | 9.108 | 0.0324 | 0.303 | 21617.725 | 0.0387 | 2.121 | 125608.026 | 0.0485 | 0.286 | 13510.456 | 0.0382 | 0.829 | 58825.289 | 0.0941 | 0.254 | 6219.995 | 0.0635 | 0.399 | 18730.866 | 0.044 | 0.331 | 22294.09 | 0.0492 | 0.6 | 33046.3 | 0.0352 | 3.2 | 235599.2 | 0.8 | Dry Low NOx Burners | Low Ozone Season Rate | 0.0324 | 0.0324 | 0.4 |  |  | 0.4
IL | Duke Energy Lee, II LLC | 55236 | CT8 | Lee | 2001-04-18 | 1200 | 101.8 | 41.8287 | -89.4054 | ARP, CAIRNOX, CAIROS, CAIRSO2, TRNOX, TRNOXOS, TRSO2G1 | Combustion turbine | Pipeline Natural Gas |  | Dry Low NOx Burners | Electric Utility |  | 0.099 | 0.081 | 5004.64 | 0.029 | 0.312 | 21760.722 | 0.0342 | 1.477 | 101330.866 | 0.0334 | 0.187 | 13748.615 | 0.0425 | 0.907 | 59222.204 | 0.0541 | 0.166 | 9243.347 | 0.0521 | 0.291 | 17818.19 | 0.0669 | 0.219 | 12898.349 | 0.0454 | 0.4 | 23324.6 | 0.0391 | 3.7 | 239677.3 | 0.5 | Dry Low NOx Burners | Low Ozone Season Rate | 0.029 | 0.029 | 0.2 |  |  | 0.2
IL | E D Edwards | 856 | 1 | Peoria | 1960-05-01 | 1523 | 136 | 40.5958 | -89.6631 | ARP, NBP | Dry bottom wall-fired boiler | Coal |  | Low NOx Burner Technology (Dry Bottom only) | Electric Utility | Electric Services | 0.395 | 525.315 | 2631023.402 | 0.4166 | 371.638 | 1775586.212 | 0.3052 | 542.674 | 3671063.743 | 0.2871 | 526.738 | 3696092.862 | 0.2487 | 475.763 | 3874494.318 | 0.2426 | 440.463 | 3646718.212 | 0.2485 | 433.841 | 3529973.502 | 0.2155 | 347.45 | 3221534.881 | 0.1939 | 350.5 | 3616456.1 | 0.2123 | 310.5 | 2960538.4 | 64.7 |  | New SCR | 0.1939 | 0.06 | 108.4 |  |  | 108.4
IL | E D Edwards | 856 | 2 | Peoria | 1968-06-01 | 3321 | 280.5 | 40.5958 | -89.6631 | ARP, NBP | Dry bottom wall-fired boiler | Coal |  | Low NOx Burner Technology (Dry Bottom only) | Electric Utility | Electric Services | 0.4273 | 1494.177 | 6734980.57 | 0.2994 | 883.777 | 6025038.805 | 0.3099 | 1050.374 | 6877925.257 | 0.288 | 1160.408 | 8086534.438 | 0.2485 | 1061.013 | 8653344.12 | 0.242 | 884.128 | 7360428.288 | 0.2387 | 818.039 | 7016393.509 | 0.2126 | 807.135 | 7685612.669 | 0.195 | 901.2 | 9255943.8 | 0.2099 | 820 | 7953307.2 | 75.9 |  | New SCR | 0.195 | 0.06 | 277.3 |  |  | 277.3
IL | E D Edwards | 856 | 3 | Peoria | 1972-06-23 | 4594 | 363.8 | 40.5958 | -89.6631 | ARP, NBP | Dry bottom wall-fired boiler | Coal |  | Low NOx Burner Technology (Dry Bottom only)<br>Selective Catalytic Reduction (Began May 01, 2003) | Electric Utility | Electric Services | 0.1284 | 581.195 | 9772925.177 | 0.0958 | 363.913 | 8160790.518 | 0.0808 | 334.845 | 8968449.8 | 0.0936 | 431.523 | 9870430.4 | 0.0786 | 488.377 | 12600000 | 0.0694 | 383.264 | 11200000 | 0.0445 | 211.112 | 9726785.863 | 0.0514 | 282.23 | 11000000 | 0.0488 | 260.6 | 10800000 | 0.0625 | 239.6 | 7875765.6 | 63.8 | SCR | Existing SCR | 0.0445 | 0.0445 | 237.6 |  |  | 237.6
IL | Elgin Energy Center | 55438 | CT01 | Cook | 2002-08-20 | 1472 | 135 | 41.9997 | -88.2445 | ARP, CAIRNOX, CAIROS, CAIRSO2, TRNOX, TRNOXOS, TRSO2G1 | Combustion turbine | Pipeline Natural Gas |  | Dry Low NOx Burners | Electric Utility |  | 0.0699 | 1.473 | 59867.016 | 0.0695 | 1.511 | 58309.798 | 0.0654 | 2.681 | 106497.932 | 0.0593 | 1.334 | 51099.978 | 0.0809 | 3.436 | 116070.099 | 0.0798 | 2.303 | 80017.6 | 0.0633 | 0.785 | 27269.387 | 0.0741 | 5.403 | 184378.283 | 0.073 | 4.6 | 152476.5 | 0.0731 | 8.4 | 268523.5 | 2.8 | Dry Low NOx Burners | Low Ozone Season Rate | 0.0593 | 0.0593 | 3.7 |  |  | 3.7
IL | Elgin Energy Center | 55438 | CT02 | Cook | 2002-09-03 | 1472 | 135 | 41.9997 | -88.2445 | ARP, CAIRNOX, CAIROS, CAIRSO2, TRNOX, TRNOXOS, TRSO2G1 | Combustion turbine | Pipeline Natural Gas |  | Dry Low NOx Burners | Electric Utility |  | 0.0716 | 3.682 | 124069.203 | 0.0701 | 1.467 | 54794.379 | 0.0669 | 2.139 | 82295.375 | 0.0617 | 1.52 | 61240.553 | 0.0794 | 3.335 | 111658.642 | 0.0858 | 2.203 | 71680.911 | 0.0587 | 1.45 | 57969.539 | 0.0667 | 4.642 | 174849.41 | 0.0729 | 2.9 | 97348.6 | 0.0708 | 6.4 | 211367.5 | 1.8 | Dry Low NOx Burners | Low Ozone Season Rate | 0.0587 | 0.0587 | 2.3 |  |  | 2.3
IL | Elgin Energy Center | 55438 | CT03 | Cook | 2002-09-25 | 1472 | 135 | 41.9997 | -88.2445 | ARP, CAIRNOX, CAIROS, CAIRSO2, TRNOX, TRNOXOS, TRSO2G1 | Combustion turbine | Pipeline Natural Gas |  | Dry Low NOx Burners | Electric Utility |  | 0.0775 | 4.302 | 141935.544 | 0.0799 | 0.618 | 19957.549 | 0.0754 | 2.555 | 87388.28 | 0.0761 | 3.578 | 117577.036 | 0.0702 | 15.297 | 527126.517 | 0.0842 | 7.085 | 218067.343 | 0.0792 | 1.127 | 36664.195 | 0.079 | 4.682 | 148536.859 | 0.0739 | 4.1 | 136458.5 | 0.0806 | 15.3 | 437372.5 | 2.5 | Dry Low NOx Burners | Low Ozone Season Rate | 0.0702 | 0.0702 | 3.9 |  |  | 3.9
IL | Elgin Energy Center | 55438 | CT04 | Cook | 2002-10-21 | 1472 | 135 | 41.9997 | -88.2445 | ARP, CAIRNOX, CAIROS, CAIRSO2, TRNOX, TRNOXOS, TRSO2G1 | Combustion turbine | Pipeline Natural Gas |  | Dry Low NOx Burners | Electric Utility |  | 0.0818 | 1.24 | 47368.985 | 0.0718 | 1.489 | 56077.548 | 0.0679 | 2.427 | 90049.415 | 0.0731 | 1.412 | 48493.708 | 0.0766 | 3.243 | 107432.51 | 0.0837 | 1.793 | 57189.293 | 0.0721 | 0.414 | 14930.669 | 0.0674 | 3.264 | 116448.617 | 0.0715 | 2.4 | 75582 | 0.0822 | 15 | 414323.4 | 1.4 | Dry Low NOx Burners | Low Ozone Season Rate | 0.0674 | 0.0674 | 2.2 |  |  | 2.2
IL | Elwood Energy Facility | 55199 | 1 | Will | 1999-05-28 | 2060 | 192 | 41.4388 | -88.1236 | ARP, CAIRNOX, CAIROS, CAIRSO2, TRNOX, TRNOXOS, TRSO2G1 | Combustion turbine | Pipeline Natural Gas |  | Dry Low NOx Burners | Electric Utility |  | 0.0413 | 5.31 | 288794.7 | 0.0359 | 5.15 | 336647 | 0.0284 | 13.465 | 1100488.775 | 0.0424 | 4.35 | 220587.55 | 0.0486 | 2.937 | 136728.825 | 0.0485 | 4.912 | 223535.298 | 0.0461 | 4.93 | 227962.154 | 0.0472 | 11.146 | 508646.373 | 0.043 | 7.7 | 385758.7 | 0.0485 | 12.3 | 531752.2 | 5.1 | Dry Low NOx Burners | Low Ozone Season Rate | 0.0284 | 0.0284 | 5.1 |  |  | 5.1
IL | Elwood Energy Facility | 55199 | 2 | Will | 1999-05-28 | 2060 | 192 | 41.4388 | -88.1236 | ARP, CAIRNOX, CAIROS, CAIRSO2, TRNOX, TRNOXOS, TRSO2G1 | Combustion turbine | Pipeline Natural Gas |  | Dry Low NOx Burners | Electric Utility |  | 0.0434 | 5.975 | 303148.45 | 0.045 | 4.745 | 238833.875 | 0.0462 | 24.574 | 1164397.3 | 0.0448 | 1.999 | 91466.3 | 0.0439 | 7.549 | 411829.725 | 0.0423 | 4.352 | 235010.679 | 0.0422 | 3.389 | 183016.356 | 0.0391 | 9.59 | 538263.506 | 0.0361 | 5.6 | 350034 | 0.0381 | 8.4 | 499618.7 | 4.6 | Dry Low NOx Burners | Low Ozone Season Rate | 0.0361 | 0.0361 | 5.6 |  |  | 5.6
IL | Elwood Energy Facility | 55199 | 3 | Will | 1999-05-28 | 2060 | 192 | 41.4388 | -88.1236 | ARP, CAIRNOX, CAIROS, CAIRSO2, TRNOX, TRNOXOS, TRSO2G1 | Combustion turbine | Pipeline Natural Gas |  | Dry Low NOx Burners | Electric Utility |  | 0.0478 | 6.433 | 297235.25 | 0.0386 | 5.338 | 311898.975 | 0.0317 | 13.611 | 1002946.2 | 0.0389 | 3.419 | 188859.95 | 0.0384 | 6.409 | 385959.425 | 0.0415 | 4.215 | 234840.928 | 0.0379 | 3.572 | 196612.994 | 0.0413 | 10.254 | 551498.446 | 0.0388 | 6.2 | 353588 | 0.0385 | 8.8 | 493354.7 | 4.7 | Dry Low NOx Burners | Low Ozone Season Rate | 0.0317 | 0.0317 | 5.1 |  |  | 5.1
IL | Elwood Energy Facility | 55199 | 4 | Will | 1999-05-28 | 2060 | 192 | 41.4388 | -88.1236 | ARP, CAIRNOX, CAIROS, CAIRSO2, TRNOX, TRNOXOS, TRSO2G1 | Combustion turbine | Pipeline Natural Gas |  | Dry Low NOx Burners | Electric Utility |  | 0.0485 | 6.97 | 303080.3 | 0.0454 | 5.813 | 286255.65 | 0.0625 | 30.228 | 1007791.175 | 0.0475 | 3.41 | 156066.875 | 0.0438 | 6.895 | 352051.2 | 0.0459 | 3.923 | 200734.423 | 0.0455 | 3.398 | 168801.409 | 0.0426 | 10.75 | 534936.721 | 0.0414 | 5.9 | 321572.1 | 0.0414 | 9.8 | 520641.3 | 4.3 | Dry Low NOx Burners | Low Ozone Season Rate | 0.0414 | 0.0414 | 5.9 |  |  | 5.9
IL | Elwood Energy Facility | 55199 | 5 | Will | 2001-04-21 | 1992 | 192 | 41.4388 | -88.1236 | ARP, CAIRNOX, CAIROS, CAIRSO2, TRNOX, TRNOXOS, TRSO2G1 | Combustion turbine | Pipeline Natural Gas |  | Dry Low NOx Burners | Electric Utility |  | 0.0446 | 2.478 | 174211.725 | 0.0499 | 3.885 | 228886.925 | 0.0468 | 2.627 | 163471.65 | 0.0343 | 4.589 | 338643.15 | 0.0377 | 4.316 | 289013.025 | 0.0393 | 1.163 | 68306.645 | 0.0403 | 3.422 | 205684.457 | 0.0379 | 12.92 | 816339.383 | 0.0323 | 6.4 | 445371.5 | 0.0336 | 16 | 1102265.8 | 6.1 | Dry Low NOx Burners | Low Ozone Season Rate | 0.0323 | 0.0323 | 6.4 |  |  | 6.4
IL | Elwood Energy Facility | 55199 | 6 | Will | 2001-05-04 | 1992 | 192 | 41.4388 | -88.1236 | ARP, CAIRNOX, CAIROS, CAIRSO2, TRNOX, TRNOXOS, TRSO2G1 | Combustion turbine | Pipeline Natural Gas |  | Dry Low NOx Burners | Electric Utility |  | 0.0516 | 2.078 | 132858.525 | 0.0501 | 3.831 | 211595.225 | 0.0401 | 2.743 | 168377.875 | 0.0375 | 5.599 | 361323.025 | 0.0384 | 4.835 | 301743.275 | 0.0366 | 1.034 | 70943.818 | 0.0401 | 2.762 | 175254.915 | 0.0409 | 13.985 | 825691.668 | 0.0361 | 7.1 | 466034.5 | 0.0359 | 18.4 | 1150410.5 | 6.4 | Dry Low NOx Burners | Low Ozone Season Rate | 0.0359 | 0.0359 | 7.1 |  |  | 7.1
IL | Elwood Energy Facility | 55199 | 7 | Will | 2001-05-18 | 1992 | 192 | 41.4388 | -88.1236 | ARP, CAIRNOX, CAIROS, CAIRSO2, TRNOX, TRNOXOS, TRSO2G1 | Combustion turbine | Pipeline Natural Gas |  | Dry Low NOx Burners | Electric Utility |  | 0.0479 | 2.584 | 167577.325 | 0.0536 | 1.153 | 74403.675 | 0.0574 | 3.546 | 166828.575 | 0.0362 | 4.891 | 327764.05 | 0.0416 | 4.521 | 272061.112 | 0.0378 | 1.195 | 70225.473 | 0.0404 | 3.136 | 188513.737 | 0.0384 | 12.488 | 792147.825 | 0.0342 | 6.5 | 448699.2 | 0.0329 | 12.2 | 881779.7 | 6.1 | Dry Low NOx Burners | Low Ozone Season Rate | 0.0329 | 0.0329 | 6.3 |  |  | 6.3
IL | Elwood Energy Facility | 55199 | 8 | Will | 2001-05-22 | 1992 | 192 | 41.4388 | -88.1236 | ARP, CAIRNOX, CAIROS, CAIRSO2, TRNOX, TRNOXOS, TRSO2G1 | Combustion turbine | Pipeline Natural Gas |  | Dry Low NOx Burners | Electric Utility |  | 0.0468 | 1.777 | 121519.45 | 0.0464 | 3.293 | 191577.725 | 0.0687 | 3.938 | 150949.825 | 0.0406 | 5.043 | 329621.55 | 0.0471 | 4.601 | 276801.45 | 0.0355 | 1.138 | 83095.721 | 0.0404 | 2.913 | 183148.383 | 0.039 | 12.444 | 810993.664 | 0.0359 | 6.5 | 451218.9 | 0.0347 | 16 | 1093781.8 | 6.2 | Dry Low NOx Burners | Low Ozone Season Rate | 0.0347 | 0.0347 | 6.3 |  |  | 6.3
IL | Elwood Energy Facility | 55199 | 9 | Will | 2001-04-18 | 1992 | 192 | 41.4388 | -88.1236 | ARP, CAIRNOX, CAIROS, CAIRSO2, TRNOX, TRNOXOS, TRSO2G1 | Combustion turbine | Pipeline Natural Gas |  | Dry Low NOx Burners | Electric Utility |  | 0.0424 | 4.867 | 293480.475 | 0.0473 | 2.832 | 163331.575 | 0.0476 | 2.562 | 152277.275 | 0.0386 | 3.998 | 271344.625 | 0.0371 | 4.563 | 315760.225 | 0.0379 | 2.625 | 165791.401 | 0.0382 | 2.053 | 128086.872 | 0.0407 | 5.808 | 352981.417 | 0.0334 | 1.8 | 122871.9 | 0.0344 | 6.5 | 460525 | 1.7 | Dry Low NOx Burners | Low Ozone Season Rate | 0.0334 | 0.0334 | 1.8 |  |  | 1.8
IL | Factory Gas Turbine | 8016 | 2 | Sangamon | 1973-08-01 | 316 | 26.6 | 39.8266 | -89.6368 | CAIRNOX, CAIROS, CAIRSO2, TRNOX, TRNOXOS, TRSO2G1 | Combustion turbine | Diesel Oil |  |  | Electric Utility |  |  |  |  | 0.601 | 0.075 | 250 | 0.6007 | 0.366 | 1218.8 | 0.6009 | 0.518 | 1723.1 | 0.601 | 0.248 | 824.1 | 1.2 | 0.001 | 2 | 1.2 | 0.007 | 12 | 1.2 | 0.044 | 73 | 1.2 | 1.7 | 2798 | 1.2 | 6.7 | 11207.5 | 0.2 | None Reported | Water Injection | 0.6007 | 0.36042 | 0.5 |  |  | 0.5
IL | Fisk | 886 | 19 | Cook | 1959-03-14 | 5087 | 374 | 41.8508 | -87.6533 | ARP, NBP | Tangentially-fired | Coal | Natural Gas | Low NOx Burner Technology w/ Closed-coupled/Separated OFA | Small Power Producer | Electric Services | 0.1393 | 466.036 | 7189295.325 | 0.1275 | 440.697 | 7100406.5 | 0.134 | 565.87 | 8667661.7 | 0.1278 | 516.915 | 8129805.075 | 0.13 | 569.532 | 8518089.25 | 0.1149 | 476.467 | 8319913.85 | 0.1451 | 524.903 | 7188687.05 | 0.1185 | 418.639 | 7165266.5 | 0.1401 | 469.4 | 7204499.4 | 0.1263 | 339.4 | 5541585.9 | 38.6 |  | New SCR | 0.1149 | 0.06 | 201 | Shutdown | Gas Combined Cycle Replacement | 34.2 | 435.2
IL | Fisk | 886 | 311 | Cook | 1968-07-11 | 479.3 | 38 | 41.8508 | -87.6533 | CAIRNOX, CAIROS, CAIRSO2, TRNOX, TRNOXOS, TRSO2G1 | Combustion turbine | Diesel Oil |  |  | Small Power Producer |  | 1.2 | 1.15 | 1917.2 | 1.2 | 3.739 | 6230.9 | 1.2 | 1.726 | 2875.8 | 1.2 | 1.15 | 1917.2 | 1.2 | 4.026 | 6710.2 | 1.2 | 0.863 | 1437.9 | 1.2 | 0.575 | 958.6 | 1.2014 | 0.42 | 699.9 | 1.2 | 0.6 | 1049.6 | 1.1999 | 1.4 | 2257.4 | 0.1 | None Reported | Water Injection | 1.1999 | 0.1364 | 0.1 |  |  | 0.1
IL | Fisk | 886 | 312 | Cook | 1968-07-11 | 479.3 | 38 | 41.8508 | -87.6533 | CAIRNOX, CAIROS, CAIRSO2, TRNOX, TRNOXOS, TRSO2G1 | Combustion turbine | Diesel Oil |  |  | Small Power Producer |  | 1.2 | 1.15 | 1917.2 | 1.2 | 0.575 | 958.6 | 1.2 | 1.726 | 2875.8 | 1.2 | 4.889 | 8148.1 | 1.2 | 6.04 | 10065.3 | 1.2 | 0.575 | 958.6 | 1.2 | 0.575 | 958.6 | 1.2003 | 0.417 | 695 | 1.2 | 0.4 | 738.1 | 1.2011 | 1 | 1639.3 | 0 | None Reported | Water Injection | 1.2 | 0.1364 | 0.1 |  |  | 0.1
IL | Fisk | 886 | 321 | Cook | 1968-07-11 | 479.3 | 38 | 41.8508 | -87.6533 | CAIRNOX, CAIROS, CAIRSO2, TRNOX, TRNOXOS, TRSO2G1 | Combustion turbine | Diesel Oil |  |  | Small Power Producer |  | 1.2 | 1.726 | 2875.8 | 1.2 | 0.863 | 1437.9 | 1.2 | 4.889 | 8148.1 | 1.2 | 4.889 | 8148.1 | 1.2 | 4.314 | 7189.5 | 1.2 | 0.575 | 958.6 | 1.2 | 0.575 | 958.6 | 1.2 | 0.423 | 704.6 | 1.2016 | 0.6 | 929.9 | 1.2 | 0.8 | 1385.2 | 0.1 | None Reported | Water Injection | 1.2 | 0.1364 | 0.1 |  |  | 0.1
IL | Fisk | 886 | 322 | Cook | 1968-07-11 | 479.3 | 38 | 41.8508 | -87.6533 | CAIRNOX, CAIROS, CAIRSO2, TRNOX, TRNOXOS, TRSO2G1 | Combustion turbine | Diesel Oil |  |  | Small Power Producer |  | 1.2 | 1.15 | 1917.2 | 1.2 | 0.575 | 958.6 | 1.2 | 2.013 | 3355.1 | 1.2 | 4.026 | 6710.2 | 1.2 | 2.013 | 3355.1 | 1.2 | 0.863 | 1437.9 | 1.2 | 0.575 | 958.6 | 1.2 | 0.414 | 690.2 | 1.1998 | 0.5 | 762.2 | 1.2002 | 0.7 | 1092.7 | 0 | None Reported | Water Injection | 1.1998 | 0.1364 | 0.1 |  |  | 0.1
IL | Fisk | 886 | 331 | Cook | 1968-07-11 | 479.3 | 38 | 41.8508 | -87.6533 | CAIRNOX, CAIROS, CAIRSO2, TRNOX, TRNOXOS, TRSO2G1 | Combustion turbine | Diesel Oil |  |  | Small Power Producer |  | 1.2 | 1.15 | 1917.2 | 1.2 | 0.575 | 958.6 | 1.2 | 0.863 | 1437.9 | 1.2 | 6.04 | 10065.3 | 1.2 | 5.464 | 9106.7 | 1.2 | 0.863 | 1437.9 | 1.2 | 0.575 | 958.6 | 1.2 | 0.523 | 872.4 | 1.202 | 0.5 | 766.9 | 1.1995 | 0.5 | 757.4 | 0 | None Reported | Water Injection | 1.1995 | 0.1364 | 0.1 |  |  | 0.1
IL | Fisk | 886 | 332 | Cook | 1968-07-11 | 479.3 | 38 | 41.8508 | -87.6533 | CAIRNOX, CAIROS, CAIRSO2, TRNOX, TRNOXOS, TRSO2G1 | Combustion turbine | Diesel Oil |  |  | Small Power Producer |  | 1.2 | 1.15 | 1917.2 | 1.2 | 0.575 | 958.6 | 1.2 | 1.15 | 1917.2 | 1.2 | 2.013 | 3355.1 | 1.2 | 4.026 | 6710.2 | 1.2 | 0.863 | 1437.9 | 1.2 | 0.575 | 958.6 | 1.2 | 0.469 | 781.3 | 1.2016 | 0.5 | 810.1 | 1.2 | 0.5 | 757.3 | 0 | None Reported | Water Injection | 1.2 | 0.1364 | 0.1 |  |  | 0.1
IL | Fisk | 886 | 341 | Cook | 1968-07-11 | 479.3 | 38 | 41.8508 | -87.6533 | CAIRNOX, CAIROS, CAIRSO2, TRNOX, TRNOXOS, TRSO2G1 | Combustion turbine | Diesel Oil |  |  | Small Power Producer |  | 1.2 | 0.288 | 479.3 | 1.2 | 0.575 | 958.6 | [24 empty] | 0 | None Reported | Water Injection | 1.2 | 0.1364 | 0 |  |  | 0
IL | Freedom Power Project | 7842 | CT1 | Fayette | 2000-06-01 | 460 | 71 | 39.1025 | -88.8589 | ARP, CAIRNOX, CAIROS, CAIRSO2, TRNOX, TRNOXOS, TRSO2G1 | Combustion turbine | Pipeline Natural Gas |  | Water Injection | Electric Utility |  | 0.0415 | 0.003 | 142.001 | 0.0372 | 0.031 | 1708.123 | 0.029 | 2.287 | 171655.368 | 0.0912 | 1.087 | 22814.437 | 0.3096 | 7.58 | 40105.971 | 0.4165 | 3.255 | 13306.528 | 0.1017 | 0.241 | 5029.467 | 0.0991 | 2.481 | 51799.889 | 0.0968 | 2 | 42308.2 | 0.0959 | 2.6 | 56873.4 | 2.5 | Water Injection | Low Ozone Season Rate | 0.029 | 0.029 | 0.6 |  |  | 0.6
IL | Geneva Energy, LLC | 55174 | 1 | Cook | 2000-06-24 | 240 | 26 | 41.5001 | -87.5958 | ARP | Other boiler | Other Oil |  | Selective Non-catalytic Reduction | Electric Utility | Electric Services | 0.0791 | 21.118 | 567922.6 | [6 empty] | 0.2958 | 30.202 | 204009.7 |  |  |  | 0.1692 | 30.054 | 388124.8 | 0.0822 | 18.728 | 432431.051 | 0.0769 | 8.547 | 200623.239 | 0.1301 | 20 | 264707.1 |  |  |  | 30 | SNCR | Exisiting SNCR | 0.0769 | 0.0769 | 11.8 |  |  | 11.8
IL | Gibson City Power Plant | 55201 | GCTG1 | Ford | 2000-06-27 | 1459 | 135 | 40.4705 | -88.3987 | ARP, CAIRNOX, CAIROS, CAIRSO2, TRNOX, TRNOXOS, TRSO2G1 | Combustion turbine | Pipeline Natural Gas | Diesel Oil | Dry Low NOx Burners<br>Water Injection | Electric Utility |  | 0.0817 | 1.379 | 42738.602 | 0.0684 | 0.294 | 9877.221 | 0.0686 | 8.287 | 277504.846 | 0.0663 | 0.863 | 30625.824 | 0.0709 | 4.851 | 163253.696 | 0.0718 | 1.153 | 39431.705 | 0.0752 | 2.379 | 72930.921 | 0.0634 | 5.391 | 195136.041 | 0.0741 | 2.7 | 86142.6 | 0.0698 | 12 | 379679.1 | 1.6 | Dry Low NOx Burners<br>Water Injection | Low Ozone Season Rate | 0.0634 | 0.0634 | 2.3 |  |  | 2.3
IL | Gibson City Power Plant | 55201 | GCTG2 | Ford | 2000-07-22 | 1459 | 135 | 40.4705 | -88.3987 | ARP, CAIRNOX, CAIROS, CAIRSO2, TRNOX, TRNOXOS, TRSO2G1 | Combustion turbine | Pipeline Natural Gas | Diesel Oil | Dry Low NOx Burners<br>Water Injection | Electric Utility |  | 0.0731 | 1.5 | 48354.421 | 0.0677 | 0.412 | 14239.306 | 0.0683 | 9.554 | 326291.521 | 0.0676 | 1.03 | 33898.811 | 0.0778 | 2.367 | 74505.922 | 0.072 | 0.868 | 29658.007 | 0.0777 | 0.159 | 4263.298 | 0.0734 | 0.401 | 12602.73 | 0.0769 | 0.8 | 24139.5 | 0.0629 | 2.3 | 80076 | 0.5 | Dry Low NOx Burners<br>Water Injection | Low Ozone Season Rate | 0.0629 | 0.0629 | 0.6 |  |  | 0.6
IL | Goose Creek Power Plant | 55496 | CT-01 | Piatt | 2003-01-15 | 1082 | 114 | 40.1083 | -88.5986 | ARP, CAIRNOX, CAIROS, CAIRSO2, TRNOX, TRNOXOS, TRSO2G1 | Combustion turbine | Pipeline Natural Gas |  | Dry Low NOx Burners | Electric Utility |  | 0.0815 | 0.116 | 5792.958 |  |  |  | 0.0401 | 1.751 | 119287.809 | 0.0344 | 1.022 | 74848.319 | 0.0429 | 2.561 | 167329.507 | 0.0387 | 1.123 | 76031.237 | 0.0351 | 0.627 | 44350.611 | 0.0321 | 2.575 | 199433.293 | 0.0342 | 2.4 | 176747.2 | 0.0346 | 1.9 | 141653.1 | 4.4 | Dry Low NOx Burners | Low Ozone Season Rate | 0.0321 | 0.0321 | 2.3 |  |  | 2.3
IL | Goose Creek Power Plant | 55496 | CT-02 | Piatt | 2003-01-01 | 1082 | 114 | 40.1083 | -88.5986 | ARP, CAIRNOX, CAIROS, CAIRSO2, TRNOX, TRNOXOS, TRSO2G1 | Combustion turbine | Pipeline Natural Gas |  | Dry Low NOx Burners | Electric Utility | [7 empty] | 0.032 | 1.225 | 108194.385 | 0.0298 | 0.764 | 70270.825 | 0.0417 | 2.156 | 158751.219 | 0.0388 | 0.852 | 61766.371 | 0.0363 | 0.506 | 37260.607 | 0.0314 | 2.126 | 176220.339 | 0.0336 | 2.1 | 165829.7 | 0.0336 | 1.7 | 141455.8 | 4.2 | Dry Low NOx Burners | Low Ozone Season Rate | 0.0298 | 0.0298 | 1.9 |  |  | 1.9
IL | Goose Creek Power Plant | 55496 | CT-03 | Piatt | 2003-02-01 | 1082 | 114 | 40.1083 | -88.5986 | ARP, CAIRNOX, CAIROS, CAIRSO2, TRNOX, TRNOXOS, TRSO2G1 | Combustion turbine | Pipeline Natural Gas |  | Dry Low NOx Burners | Electric Utility |  | 0.0679 | 0.102 | 5950.147 |  |  |  | 0.0337 | 1.178 | 107159.135 | 0.0313 | 1.098 | 89873.841 | 0.0374 | 1.845 | 144551.224 | 0.0374 | 0.918 | 65129.149 | 0.0324 | 0.291 | 23789.378 | 0.0302 | 1.609 | 132096.945 | 0.0365 | 1.6 | 122096.9 | 0.031 | 1.4 | 128339.4 | 3.1 | Dry Low NOx Burners | Low Ozone Season Rate | 0.0302 | 0.0302 | 1.3 |  |  | 1.3
IL | Goose Creek Power Plant | 55496 | CT-04 | Piatt | 2003-02-01 | 1082 | 114 | 40.1083 | -88.5986 | ARP, CAIRNOX, CAIROS, CAIRSO2, TRNOX, TRNOXOS, TRSO2G1 | Combustion turbine | Pipeline Natural Gas |  | Dry Low NOx Burners | Electric Utility | [7 empty] | 0.0397 | 1.586 | 115138.397 | 0.0331 | 0.818 | 67286.164 | 0.0406 | 1.912 | 136014.854 | 0.0349 | 0.554 | 43868.809 | 0.0403 | 0.358 | 27416.356 | 0.0309 | 1.437 | 115975.759 | 0.0353 | 1.7 | 133292.6 | 0.0349 | 1.7 | 129559 | 3.4 | Dry Low NOx Burners | Low Ozone Season Rate | 0.0309 | 0.0309 | 1.5 |  |  | 1.5
IL | Goose Creek Power Plant | 55496 | CT-05 | Piatt | 2003-03-11 | 1082 | 114 | 40.1083 | -88.5986 | ARP, CAIRNOX, CAIROS, CAIRSO2, TRNOX, TRNOXOS, TRSO2G1 | Combustion turbine | Pipeline Natural Gas |  | Dry Low NOx Burners | Electric Utility |  |  |  |  | 0.0462 | 0.076 | 3631.062 | 0.0324 | 2.062 | 145690.653 | 0.031 | 0.85 | 66767.577 | 0.0404 | 1.856 | 122912.871 | 0.0407 | 0.676 | 43516.456 | 0.0372 | 0.323 | 24631.258 | 0.034 | 1.004 | 76405.79 | 0.0341 | 1.2 | 101362.4 | 0.0221 | 1 | 118998.8 | 2.6 | Dry Low NOx Burners | Low Ozone Season Rate | 0.0221 | 0.0221 | 0.8 |  |  | 0.8
IL | Goose Creek Power Plant | 55496 | CT-06 | Piatt | 2003-03-26 | 1082 | 114 | 40.1083 | -88.5986 | ARP, CAIRNOX, CAIROS, CAIRSO2, TRNOX, TRNOXOS, TRSO2G1 | Combustion turbine | Pipeline Natural Gas |  | Dry Low NOx Burners | Electric Utility | [7 empty] | 0.0274 | 1.575 | 127459.772 | 0.0295 | 0.688 | 61815.776 | 0.0404 | 1.545 | 111887.111 | 0.0347 | 0.584 | 44117.671 | 0.0356 | 0.216 | 16972.901 | 0.0225 | 0.454 | 48212.621 | 0.0259 | 0.9 | 89058.6 | 0.0251 | 1 | 107220.1 | 2.2 | Dry Low NOx Burners | Low Ozone Season Rate | 0.0225 | 0.0225 | 0.7 |  |  | 0.7
IL | Grand Tower | 862 | CT01 | Jackson | 2001-05-09 | 2347 | 248 | 37.6578 | -89.5119 | CAIRNOX, CAIROS, CAIRSO2, TRNOX, TRNOXOS, TRSO2G1, ARP | Combined cycle | Pipeline Natural Gas |  | Dry Low NOx Burners | Electric Utility |  | 0.0878 | 27.496 | 694684.225 | 0.0695 | 13.19 | 410894.675 | 0.0858 | 30.377 | 785084.85 | 0.0718 | 33.039 | 1010416.625 | 0.0749 | 50.189 | 1489292.461 | 0.0755 | 10.081 | 304102.072 | 0.0722 | 6.487 | 190546.607 | 0.0618 | 19.703 | 676488.946 | 0.0963 | 47.3 | 985138.9 | 0.0627 | 94.6 | 3064573.2 | 11.4 | Dry Low NOx Burners | Low Ozone Season Rate | 0.0618 | 0.0618 | 30.4 |  |  | 30.4
IL | Grand Tower | 862 | CT02 | Jackson | 2001-08-08 | 2383 | 200 | 37.6578 | -89.5119 | CAIRNOX, CAIROS, CAIRSO2, TRNOX, TRNOXOS, TRSO2G1, ARP | Combined cycle | Pipeline Natural Gas |  | Dry Low NOx Burners | Electric Utility |  | 0.0953 | 23.825 | 592736 | 0.0762 | 26.53 | 748420.35 | 0.0872 | 45.813 | 1126049.875 | 0.0783 | 58.012 | 1606212.6 | 0.0752 | 59.644 | 1777955.995 | 0.073 | 10.839 | 334422.558 | 0.0747 | 19.782 | 569241.264 | 0.0644 | 33.862 | 1104224.56 | 0.1442 | 83.7 | 1159397.7 | 0.0656 | 145.1 | 4413701.7 | 13.2 | Dry Low NOx Burners | Low Ozone Season Rate | 0.0644 | 0.0644 | 37.4 |  |  | 37.4
IL | Havana | 891 | 1 | Mason | 1947-10-01 | 420 | 46 | 40.2797 | -90.0775 | ARP, NBP | Tangentially-fired | Residual Oil |  |  | Electric Utility | Electric Services | 0.2792 | 4.115 | 19942.068 | 0.1763 | 0.078 | 888.026 | 0.4736 | 2.988 | 11004.64 | 0.805 | 0.322 | 800.674 | 0.805 | 1.558 | 3871.651 | [6 empty] | 0.2178 | 0.032 | 302.246 |  |  | 0 |  |  |  | 0 |  | New SNCR | 0.1763 | 0.10578 | 0 |  |  | 0
IL | Havana | 891 | 2 | Mason | 1947-09-01 | 420 | 46 | 40.2797 | -90.0775 | ARP, NBP | Tangentially-fired | Residual Oil |  |  | Electric Utility | Electric Services | 0.3684 | 3.856 | 10565.322 | 0.175 | 0.025 | 288.767 | 0.2089 | 0.945 | 4937.997 | 0.805 | 2.663 | 6616.964 | 0.805 | 1.548 | 3845.065 | 0.242 | 0.003 | 26.832 |  |  |  | 0.2703 | 0.04 | 300.75 |  |  | 0 |  |  |  | 0 |  | New SNCR | 0.175 | 0.105 | 0 |  |  | 0
IL | Havana | 891 | 3 | Mason | 1947-07-01 | 420 | 46 | 40.2797 | -90.0775 | ARP, NBP | Tangentially-fired | Residual Oil |  |  | Electric Utility | Electric Services | 0.5503 | 5.739 | 13358.85 | 0.2133 | 0.043 | 403.99 | 0.2886 | 2.42 | 12846.13 | 0.805 | 4.799 | 11923.923 | 0.805 | 1.752 | 4351.404 | 0.197 | 0.002 | 19.572 |  |  |  | 0.201 | 0.031 | 307.353 |  |  | 0 |  |  |  | 0 |  | New SNCR | 0.197 | 0.1182 | 0 |  |  | 0
IL | Havana | 891 | 4 | Mason | 1948-11-01 | 420 | 46 | 40.2797 | -90.0775 | ARP, NBP | Tangentially-fired | Residual Oil |  |  | Electric Utility | Electric Services | 0.5941 | 7.823 | 18556.926 | 0.3325 | 0.126 | 787.258 | 0.3285 | 9.493 | 56463.791 | 0.5146 | 7.267 | 21639.085 | 0.3137 | 1.823 | 12155.316 | 0.3212 | 0.625 | 4033.998 |  |  |  | 0.805 | 1.379 | 3426.852 |  |  | 0 |  |  |  | 0 |  | New SNCR | 0.3137 | 0.18822 | 0 |  |  | 0
IL | Havana | 891 | 5 | Mason | 1949-11-01 | 420 | 46 | 40.2797 | -90.0775 | ARP, NBP | Tangentially-fired | Residual Oil |  |  | Electric Utility | Electric Services | 0.37 | 3.62 | 13186.499 | 0.3292 | 0.117 | 711.796 | 0.3971 | 13.758 | 65518.545 | 0.8665 | 11.803 | 24994.875 | 0.333 | 0.815 | 4896.739 | 0.3297 | 0.15 | 902.096 |  |  |  | 0.805 | 0.079 | 196.736 |  |  | 0 |  |  |  | 0 |  | New SNCR | 0.3292 | 0.19752 | 0 |  |  | 0
IL | Havana | 891 | 6 | Mason | 1950-03-01 | 420 | 488 | 40.2797 | -90.0775 | ARP, NBP | Tangentially-fired | Residual Oil |  |  | Electric Utility | Electric Services | 0.542 | 7.591 | 19993.769 | 0.3713 | 0.64 | 3477.168 | 0.5052 | 43.218 | 140156.49 | 0.8527 | 21.017 | 43911.933 | 0.3848 | 1.154 | 5983.942 | 0.3632 | 0.663 | 3865.58 |  |  |  | 0.805 | 0.074 | 184.64 |  |  | 0 |  |  |  | 0 |  | New SNCR | 0.3632 | 0.21792 | 0 |  |  | 0
IL | Havana | 891 | 7 | Mason | 1950-06-01 | 420 | 46 | 40.2797 | -90.0775 | ARP, NBP | Tangentially-fired | Residual Oil |  |  | Electric Utility | Electric Services | 0.5142 | 5.336 | 13857.388 | 0.2385 | 0.179 | 1489.569 | 0.2676 | 12.753 | 80950.867 | 0.805 | 4.353 | 10814.583 | 0.805 | 4.521 | 11229.917 | 0.238 | 0.016 | 130.936 |  |  |  | 0.281 | 0.269 | 1913.796 |  |  | 0 |  |  |  | 0 |  | New SNCR | 0.238 | 0.1428 | 0 |  |  | 0
IL | Havana | 891 | 8 | Mason | 1950-09-01 | 420 | 46 | 40.2797 | -90.0775 | ARP, NBP | Tangentially-fired | Residual Oil |  |  | Electric Utility | Electric Services | 0.5761 | 7.053 | 16564.294 | 0.3725 | 0.192 | 1031.519 | 0.3929 | 11.565 | 54132.011 | 0.373 | 1.131 | 6066.477 | 0.373 | 0.775 | 4157.078 | 0.3626 | 0.394 | 2206.071 |  |  |  | 0.805 | 0.219 | 543.2 |  |  | 0 |  |  |  | 0 |  | New SNCR | 0.3626 | 0.21756 | 0 |  |  | 0
IL | Havana | 891 | 9 | Mason | 1978-04-01 | 5760 | 488 | 40.2797 | -90.0775 | ARP, NBP | Dry bottom wall-fired boiler | Coal |  | Overfire Air<br>Selective Catalytic Reduction (Began Aug 04, 2003) | Electric Utility | Electric Services | 0.2405 | 1207.155 | 11400000 | 0.0842 | 173.737 | 6085866.856 | 0.0316 | 209.868 | 14900000 | 0.0361 | 169.515 | 11600000 | 0.0305 | 193.811 | 14000000 | 0.029 | 180.921 | 13800000 | 0.0344 | 113.082 | 7739289.486 | 0.0349 | 262.532 | 16100000 | 0.0769 | 519.1 | 14000000 | 0.0755 | 484.9 | 13300000 | 66.3 | SCR | Existing SCR | 0.029 | 0.029 | 195.8 |  |  | 195.8
IL | Hennepin Power Station | 892 | 1 | Putnam | 1953-06-01 | 940 | 75 | 41.3017 | -89.3136 | ARP, NBP | Tangentially-fired | Coal | Pipeline Natural Gas | Low NOx Burner Technology w/ Separated OFA | Electric Utility | Electric Services | 0.1916 | 205.549 | 2191577.441 | 0.1362 | 114.176 | 1720318.428 | 0.1202 | 119.804 | 1991571.068 | 0.1162 | 136.472 | 2351522.887 | 0.1069 | 109.27 | 2054202.243 | 0.1191 | 91.935 | 1543356.86 | 0.1485 | 163.741 | 2231106.575 | 0.1332 | 166.089 | 2510478.927 | 0.1352 | 164.3 | 2469319.1 | 0.1512 | 168.4 | 2269469.3 | 71.5 |  | New SNCR | 0.1069 | 0.06414 | 77.9 | Shutdown | Gas Combined Cycle Replacement | 11.7 | 152.5
IL | Hennepin Power Station | 892 | 2 | Putnam | 1959-05-14 | 3000 | 231.3 | 41.3017 | -89.3136 | ARP, NBP | Tangentially-fired | Coal | Pipeline Natural Gas | Low NOx Burner Technology w/ Separated OFA (Began May 01, 2003) | Electric Utility | Electric Services | 0.1776 | 541.072 | 6427071.959 | 0.1344 | 358.709 | 5492784.672 | 0.1187 | 440.136 | 7412384.276 | 0.1163 | 442.093 | 7627835.413 | 0.1058 | 359.828 | 6871291.239 | 0.1195 | 372.639 | 6293706.811 | 0.1475 | 556.101 | 7669725.191 | 0.1323 | 531.269 | 8107058.922 | 0.1342 | 459.7 | 7038475.6 | 0.152 | 570.9 | 7743908.4 | 63.9 |  | New SCR | 0.1058 | 0.06 | 205.5 | Shutdown | Gas Combined Cycle Replacement | 33.4 | 426.3
IL | Holland Energy Facility | 55334 | CTG1 | Shelby | 2002-03-29 | 2600 | 178.5 | 39.2242 | -88.7594 | ARP, CAIRNOX, CAIROS, CAIRSO2, TRNOX, TRNOXOS, TRSO2G1 | Combined cycle | Pipeline Natural Gas |  | Dry Low NOx Burners<br>Selective Catalytic Reduction | Electric Utility |  | 0.0546 | 4.772 | 373043.075 | 0.0525 | 5.709 | 461909.45 | 0.0352 | 20.687 | 1949417.475 | 0.0352 | 19.458 | 1842132.175 | 0.0392 | 19.053 | 1708253.125 | 0.0381 | 9.563 | 876884.895 | 0.0464 | 5.874 | 448882.244 | 0.0307 | 19.89 | 2072289.278 | 0.0272 | 15.6 | 1724347.6 | 0.0235 | 19.8 | 2366639 | 18.1 | Dry Low NOx Burners<br>Selective Catalytic Reduction | Existing SCR | 0.0235 | 0.0235 | 13.5 |  |  | 13.5
IL | Holland Energy Facility | 55334 | CTG2 | Shelby | 2002-03-30 | 2600 | 178.5 | 39.2242 | -88.7594 | ARP, CAIRNOX, CAIROS, CAIRSO2, TRNOX, TRNOXOS, TRSO2G1 | Combined cycle | Pipeline Natural Gas |  | Dry Low NOx Burners<br>Selective Catalytic Reduction | Electric Utility |  | 0.0388 | 3.598 | 335880.825 | 0.0537 | 6.221 | 492421.75 | 0.0344 | 22.361 | 2129473.8 | 0.034 | 18.833 | 1888681.607 | 0.0431 | 21.009 | 1782901.615 | 0.0378 | 10.601 | 970847.641 | 0.047 | 6.168 | 453133.749 | 0.0287 | 19.521 | 2099095.408 | 0.0254 | 16.1 | 1855513.5 | 0.0224 | 19.4 | 2320854.5 | 19.4 | Dry Low NOx Burners<br>Selective Catalytic Reduction | Existing SCR | 0.0224 | 0.0224 | 14.2 |  |  | 14.2
IL | Hutsonville | 863 | 5 | Crawford | 1953-02-01 | 936 |  | 39.1333 | -87.6597 | ARP, NBP | Tangentially-fired | Coal |  |  | Electric Utility | Electric Services | 0.4003 | 322.78 | 1560424.65 | 0.3392 | 217.413 | 1231124.15 | 0.3205 | 323.209 | 1982451.7 | 0.2389 | 232.718 | 1943800.25 | 0.2238 | 212.719 | 1942468.1 | 0.2295 | 255.736 | 2248288.261 | 0.2078 | 98.716 | 926061.832 | 0.2346 | 179.491 | 1452679.558 | 0.2511 | 240.2 | 1835961.8 |  |  |  | 53.4 |  | New SNCR | 0.2078 | 0.12468 | 119.3 |  |  | 119.3
IL | Hutsonville | 863 | 6 | Crawford | 1954-07-01 | 978 |  | 39.1333 | -87.6597 | ARP, NBP | Tangentially-fired | Coal |  |  | Electric Utility | Electric Services | 0.3948 | 328.538 | 1622575.175 | 0.3278 | 237.839 | 1385436.825 | 0.3224 | 394.197 | 2407303.425 | 0.2581 | 269.881 | 2088029.725 | 0.2302 | 264.753 | 2310769.25 | 0.2142 | 246.629 | 2343422.942 | 0.205 | 120.748 | 1175835.388 | 0.2429 | 233.141 | 1867296.027 | 0.2676 | 260.9 | 1876545.6 |  |  |  | 52.3 |  | New SNCR | 0.205 | 0.123 | 119.9 |  |  | 119.9
IL | Interstate | 7425 | 1 | Sangamon | 1997-09-01 | 1370 | 138.6 | 39.8233 | -89.5888 | ARP, CAIRNOX, CAIROS, CAIRSO2, TRNOX, TRNOXOS, TRSO2G1 | Combustion turbine | Pipeline Natural Gas | Diesel Oil | Water Injection | Electric Utility |  | 0.2368 | 10.236 | 86699.875 | 0.2408 | 4.644 | 37576.4 | 0.2643 | 31.98 | 237588.075 | 0.2626 | 18.248 | 135916.775 | 0.0999 | 3.026 | 63138.325 | 0.0955 | 2.358 | 52257.825 | 0.1564 | 5.465 | 70331.26 | 0.1032 | 20.303 | 394669.78 | 0.1026 | 7.5 | 147288.7 | 0.0935 | 4.7 | 105077.4 | 2.9 | Water Injection | Low Ozone Season Rate | 0.0935 | 0.0935 | 6.8 |  |  | 6.8
IL | Joliet 29 | 384 | 71 | Will | 1965-04-09 | 3356 | 660 | 41.4947 | -88.125 | ARP, NBP | Tangentially-fired | Coal |  | Low NOx Burner Technology w/ Closed-coupled/Separated OFA | Electric Utility | Electric Services | 0.1279 | 489.173 | 7984265.494 | 0.1227 | 343.008 | 5728428.023 | 0.1253 | 378.244 | 5946192.453 | 0.1168 | 478.708 | 8440578.593 | 0.1078 | 419.218 | 7784877.377 | 0.1061 | 356.633 | 6831047.349 | 0.1269 | 416.364 | 6719305.925 | 0.1133 | 405.3 | 7116426.125 | 0.1304 | 445.4 | 6615123.7 | 0.0858 | 280.5 | 6594022.2 | 53.7 | SNCR | New SCR | 0.0858 | 0.06 | 204.9 |  |  | 204.9
IL | Joliet 29 | 384 | 72 | Will | 1965-04-09 | 3356 | 660 | 41.4947 | -88.125 | ARP, NBP | Tangentially-fired | Coal |  | Low NOx Burner Technology w/ Closed-coupled/Separated OFA | Electric Utility | Electric Services | 0.1275 | 477.467 | 7826159.756 | 0.1226 | 356.266 | 5921320.102 | 0.1231 | 324.614 | 5290150.997 | 0.1172 | 453.095 | 7944072.607 | 0.108 | 399.874 | 7425132.723 | 0.1062 | 336.943 | 6466593.876 | 0.1301 | 451.582 | 7068929.775 | 0.1153 | 362.267 | 6287415.125 | 0.1304 | 444.9 | 6582364.2 | 0.086 | 284.3 | 6604030.9 | 53.4 | SNCR | New SCR | 0.086 | 0.06 | 204.7 |  |  | 204.7
IL | Joliet 29 | 384 | 81 | Will | 1966-03-21 | 3356 | 660 | 41.4947 | -88.125 | ARP, NBP | Tangentially-fired | Coal |  | Low NOx Burner Technology w/ Closed-coupled/Separated OFA | Electric Utility | Electric Services | 0.1422 | 480.596 | 7142464.569 | 0.1288 | 442.628 | 7155025.825 | 0.1223 | 444.836 | 7486749.646 | 0.111 | 349.451 | 6572703.338 | 0.1129 | 272.224 | 4825732.709 | 0.134 | 470.602 | 6950172.647 | 0.1117 | 384.48 | 7066371.35 | 0.1133 | 335.017 | 6004322.45 | 0.0966 | 366.6 | 7539474.1 | 0.1043 | 349.8 | 7108328.3 | 61.2 | SNCR | New SCR | 0.0966 | 0.06 | 227.7 |  |  | 227.7
IL | Joliet 29 | 384 | 82 | Will | 1966-03-21 | 3356 | 660 | 41.4947 | -88.125 | ARP, NBP | Tangentially-fired | Coal |  | Low NOx Burner Technology w/ Closed-coupled/Separated OFA | Electric Utility | Electric Services | 0.1432 | 487.74 | 7141646.931 | 0.1285 | 437.21 | 7066128.1 | 0.1229 | 444.328 | 7417644.954 | 0.111 | 354.957 | 6683070.212 | 0.1135 | 251.511 | 4480151.316 | 0.1353 | 460.318 | 6759808.453 | 0.1131 | 424.096 | 7680403.675 | 0.1112 | 329.313 | 5846489.875 | 0.0978 | 394.7 | 8106303.3 | 0.1047 | 360.9 | 7285624 | 65.8 | SNCR | New SCR | 0.0978 | 0.06 | 242.1 |  |  | 242.1
IL | Joliet 9 | 874 | 5 | Will | 1959-06-12 | 4239 | 360.4 | 41.4931 | -88.1153 | ARP, NBP | Cyclone boiler | Coal |  | Combustion Modification/Fuel Reburning<br>Overfire Air | Small Power Producer | Electric Services | 0.2824 | 1073.841 | 7074382.275 | 0.3133 | 1061.642 | 6400766.95 | 0.3771 | 1659.618 | 8486994.1 | 0.2781 | 903.014 | 5877226.05 | 0.3099 | 1371.02 | 8108045.8 | 0.3468 | 1333.898 | 7313213.85 | 0.2982 | 1191.5 | 7235267.65 | 0.3207 | 1223.659 | 7025710.7 | 0.2965 | 1276 | 8164128.8 | 0.1023 | 204.9 | 4154160.3 | 52.4 | SNCR | New SCR | 0.1023 | 0.06 | 258.2 |  |  | 258.2
IL | Joppa Steam | 887 | 1 | Massac | 1953-08-01 | 2450 | 183.3 | 37.2103 | -88.8606 | ARP, NBP | Tangentially-fired | Coal | Pipeline Natural Gas | Low NOx Burner Technology w/ Closed-coupled OFA | Electric Utility |  | 0.1245 | 398.346 | 6410417.067 | 0.1254 | 327.816 | 5231117.455 | 0.1237 | 369.227 | 5970428.412 | 0.1195 | 380.903 | 6376424.51 | 0.1242 | 399.592 | 6441078.966 | 0.1198 | 321.285 | 5383988.595 | 0.1178 | 330.301 | 5590093.909 | 0.1197 | 365.226 | 6089371.595 | 0.1244 | 342 | 5523417.7 | 0.1233 | 302.2 | 4966613.3 | 61.4 |  | New SCR | 0.1178 | 0.06 | 164.9 |  |  | 164.9
IL | Joppa Steam | 887 | 2 | Massac | 1953-09-01 | 2450 | 183.3 | 37.2103 | -88.8606 | ARP, NBP | Tangentially-fired | Coal |  | Low NOx Burner Technology w/ Closed-coupled OFA | Electric Utility |  | 0.1245 | 364.25 | 5874421.058 | 0.1255 | 327.294 | 5221664.445 | 0.1239 | 377.942 | 6106681.738 | 0.1196 | 393.511 | 6580912.69 | 0.1246 | 394.775 | 6348734.734 | 0.1209 | 415.125 | 6865578.621 | 0.1193 | 316.604 | 5268886.703 | 0.1203 | 351.448 | 5829353.227 | 0.1254 | 342.8 | 5470070.2 | 0.1242 | 315.6 | 5135631 | 60.8 |  | New SCR | 0.1193 | 0.06 | 164 |  |  | 164
IL | Joppa Steam | 887 | 3 | Massac | 1954-05-01 | 2300 | 183.3 | 37.2103 | -88.8606 | ARP, NBP | Tangentially-fired | Coal |  | Low NOx Burner Technology w/ Closed-coupled OFA | Electric Utility |  | 0.1274 | 400.602 | 6315664.19 | 0.1254 | 310.61 | 4964204.646 | 0.1264 | 355.838 | 5658117.258 | 0.1257 | 403.517 | 6435922.566 | 0.1208 | 377.258 | 6269217.92 | 0.1218 | 365.379 | 6024365.418 | 0.1133 | 299.892 | 5302988.124 | 0.1123 | 292.006 | 5198917.971 | 0.1129 | 313.4 | 5581842.1 | 0.1068 | 215.3 | 4102068.9 | 66.1 |  | New SCR | 0.1068 | 0.06 | 166.6 |  |  | 166.6
IL | Joppa Steam | 887 | 4 | Massac | 1954-08-01 | 2300 | 183.3 | 37.2103 | -88.8606 | ARP, NBP | Tangentially-fired | Coal | Pipeline Natural Gas | Low NOx Burner Technology w/ Closed-coupled OFA | Electric Utility |  | 0.1274 | 394.698 | 6221878.985 | 0.1255 | 319.828 | 5099395.054 | 0.127 | 391.284 | 6162087.792 | 0.1258 | 424.995 | 6758687.734 | 0.1216 | 388.463 | 6394165.98 | 0.1228 | 381.231 | 6209392.319 | 0.1149 | 129.812 | 2277719.51 | 0.1108 | 323.983 | 5813808.004 | 0.1125 | 344.5 | 6119485.7 | 0.1055 | 259.1 | 4955866.1 | 72.5 |  | New SCR | 0.1055 | 0.06 | 183.7 |  |  | 183.7
IL | Joppa Steam | 887 | 5 | Massac | 1955-06-05 | 2300 | 183.3 | 37.2103 | -88.8606 | ARP, NBP | Tangentially-fired | Coal |  | Low NOx Burner Technology w/ Closed-coupled OFA | Electric Utility |  | 0.1278 | 393.034 | 6180523.931 | 0.1285 | 329.665 | 5140347.027 | 0.1271 | 418.967 | 6584340.303 | 0.1197 | 377.99 | 6328853.231 | 0.11 | 273.168 | 4970190.092 | 0.1181 | 361.509 | 6128969.846 | 0.1137 | 335.998 | 5842779.29 | 0.1178 | 331.336 | 5615443.059 | 0.1135 | 345.9 | 6093689.5 | 0.1164 | 248.9 | 4354457.3 | 72.2 |  | New SCR | 0.11 | 0.06 | 182.8 |  |  | 182.8
IL | Joppa Steam | 887 | 6 | Massac | 1955-08-05 | 2300 | 183.3 | 37.2103 | -88.8606 | ARP, NBP | Tangentially-fired | Coal |  | Low NOx Burner Technology w/ Closed-coupled OFA | Electric Utility |  | 0.1277 | 407.921 | 6413185.269 | 0.1285 | 341.034 | 5313763.873 | 0.1271 | 414.695 | 6522885.322 | 0.1193 | 400.26 | 6717125.669 | 0.1101 | 364.895 | 6642549.108 | 0.1184 | 378.192 | 6406644.018 | 0.114 | 297.422 | 5168363.843 | 0.1178 | 361.423 | 6115186.77 | 0.1135 | 358.4 | 6311092.8 | 0.1145 | 267.5 | 4688943.5 | 74.7 |  | New SCR | 0.1101 | 0.06 | 189.5 |  |  | 189.5
IL | Kendall Energy Facility | 55131 | GTG-1 | Kendall | 2001-11-21 | 2500 | 180 | 41.4797 | -88.2581 | ARP, CAIRNOX, CAIROS, CAIRSO2, TRNOX, TRNOXOS, TRSO2G1 | Combined cycle | Pipeline Natural Gas |  | Dry Low NOx Burners<br>Selective Catalytic Reduction<br>Steam Injection | Electric Utility |  | 0.0479 | 7.406 | 561696.75 | 0.0602 | 17.875 | 986446.025 | 0.0374 | 20.136 | 1885103.65 | 0.0357 | 22.007 | 2055944.003 | 0.0367 | 21.016 | 1950478.541 | 0.0431 | 10.495 | 840919.466 | 0.039 | 31.286 | 2667383.223 | 0.0383 | 26.833 | 2336917.342 | 0.0395 | 27.8 | 2325929.6 | 0.0183 | 24.9 | 3418383.7 | 25.3 | Dry Low NOx Burners<br>Selective Catalytic Reduction<br>Steam Injection | Existing SCR | 0.0183 | 0.0183 | 12.9 |  |  | 12.9
IL | Kendall Energy Facility | 55131 | GTG-2 | Kendall | 2002-01-28 | 2500 | 180 | 41.4797 | -88.2581 | ARP, CAIRNOX, CAIROS, CAIRSO2, TRNOX, TRNOXOS, TRSO2G1 | Combined cycle | Pipeline Natural Gas |  | Dry Low NOx Burners<br>Selective Catalytic Reduction<br>Steam Injection | Electric Utility |  | 0.0456 | 6.077 | 463686.375 | 0.0629 | 12.511 | 716575.5 | 0.0369 | 18.942 | 1748291.525 | 0.038 | 20.168 | 1817095.707 | 0.0372 | 22.276 | 1964416.832 | 0.0446 | 12.557 | 988515.914 | 0.0412 | 28.736 | 2272049.453 | 0.0339 | 29.165 | 2711283.867 | 0.035 | 29.2 | 2570676.7 | 0.0174 | 33.8 | 4529245.9 | 28 | Dry Low NOx Burners<br>Selective Catalytic Reduction<br>Steam Injection | Existing SCR | 0.0174 | 0.0174 | 14.5 |  |  | 14.5
IL | Kendall Energy Facility | 55131 | GTG-3 | Kendall | 2002-02-13 | 2500 | 180 | 41.4797 | -88.2581 | ARP, CAIRNOX, CAIROS, CAIRSO2, TRNOX, TRNOXOS, TRSO2G1 | Combined cycle | Pipeline Natural Gas |  | Dry Low NOx Burners<br>Selective Catalytic Reduction<br>Steam Injection | Electric Utility |  | 0.0402 | 11.298 | 937285.375 | 0.0563 | 8.888 | 550935.675 | 0.0376 | 19.302 | 1705651.825 | 0.04 | 19.486 | 1711026.581 | 0.0374 | 18.427 | 1663767.456 | 0.046 | 11.29 | 838272.875 | 0.0391 | 8.588 | 763694.938 | 0.044 | 26.134 | 2058628.717 | 0.0401 | 27.8 | 2244124.3 | 0.0168 | 33 | 4557808.5 | 24.4 | Dry Low NOx Burners<br>Selective Catalytic Reduction<br>Steam Injection | Existing SCR | 0.0168 | 0.0168 | 11.6 |  |  | 11.6
IL | Kendall Energy Facility | 55131 | GTG-4 | Kendall | 2002-03-13 | 2500 | 180 | 41.4797 | -88.2581 | ARP, CAIRNOX, CAIROS, CAIRSO2, TRNOX, TRNOXOS, TRSO2G1 | Combined cycle | Pipeline Natural Gas |  | Dry Low NOx Burners<br>Selective Catalytic Reduction<br>Steam Injection | Electric Utility |  | 0.0518 | 8.381 | 549146.875 | 0.0637 | 17.904 | 940482.125 | 0.0421 | 20.422 | 1718039.175 | 0.0408 | 17.292 | 1560307.921 | 0.0385 | 14.828 | 1409248.254 | 0.0476 | 21.169 | 1652920.735 | 0.0391 | 28.729 | 2425731.445 | 0.0325 | 25.965 | 2482134.711 | 0.0379 | 29 | 2471025.2 | 0.0164 | 31.7 | 4475692.3 | 26.9 | Dry Low NOx Burners<br>Selective Catalytic Reduction<br>Steam Injection | Existing SCR | 0.0164 | 0.0164 | 12.5 |  |  | 12.5
IL | Kincaid Station | 876 | 1 | Christian | 1967-06-07 | 6634 | 659.5 | 39.5906 | -89.4964 | ARP, NBP | Cyclone boiler | Coal |  | Overfire Air<br>Selective Catalytic Reduction | Electric Utility | Electric Services | 0.1847 | 1308.608 | 14400000 | 0.0801 | 545.089 | 13700000 | 0.0661 | 504.228 | 15500000 | 0.0661 | 464.059 | 14100000 | 0.064 | 406.611 | 13600000 | 0.0707 | 626.639 | 17400000 | 0.0608 | 499.95 | 16500000 | 0.1977 | 1590.217 | 15400000 | 0.2119 | 1305 | 12100000 | 0.2406 | 1709.2 | 13500000 | 49.6 | SCR | Existing SCR | 0.0608 | 0.0608 | 374.4 |  |  | 374.4
IL | Kincaid Station | 876 | 2 | Christian | 1968-06-10 | 6406 | 659.5 | 39.5906 | -89.4964 | ARP, NBP | Cyclone boiler | Coal |  | Overfire Air<br>Selective Catalytic Reduction | Electric Utility | Electric Services | 0.2016 | 1451.535 | 14700000 | 0.08 | 537.708 | 13700000 | 0.0624 | 488.608 | 15700000 | 0.0627 | 375.256 | 12300000 | 0.0612 | 475.146 | 16300000 | 0.0692 | 569.386 | 16400000 | 0.06 | 463.498 | 15500000 | 0.2152 | 1406.813 | 12400000 | 0.1987 | 1566.7 | 15400000 | 0.1515 | 806.8 | 11600000 | 65.4 | SCR | Existing SCR | 0.06 | 0.06 | 473.1 |  |  | 473.1
IL | Kinmundy Power Plant | 55204 | KCTG1 | Marion | 2001-04-04 | 1459 | 135 | 38.7619 | -89.0128 | ARP, CAIRNOX, CAIROS, CAIRSO2, TRNOX, TRNOXOS, TRSO2G1 | Combustion turbine | Pipeline Natural Gas | Diesel Oil | Dry Low NOx Burners<br>Water Injection | Electric Utility |  | 0.0747 | 2.329 | 72400.428 | 0.0822 | 0.394 | 12103.786 | 0.0723 | 8.031 | 250445.094 | 0.0783 | 1.232 | 37769.092 | 0.0766 | 2.161 | 66120.518 | 0.0788 | 0.579 | 17546.025 | 0.0965 | 0.084 | 2242.543 | 0.0726 | 1.985 | 62675.422 | 0.077 | 3.1 | 91904.5 | 0.0748 | 3.5 | 103731.2 | 1.7 | Dry Low NOx Burners<br>Water Injection | Low Ozone Season Rate | 0.0723 | 0.0723 | 2.9 |  |  | 2.9
IL | Kinmundy Power Plant | 55204 | KCTG2 | Marion | 2001-05-24 | 1459 | 135 | 38.7619 | -89.0128 | ARP, CAIRNOX, CAIROS, CAIRSO2, TRNOX, TRNOXOS, TRSO2G1 | Combustion turbine | Pipeline Natural Gas | Diesel Oil | Dry Low NOx Burners<br>Water Injection | Electric Utility |  | 0.0668 | 2.575 | 87229.026 | 0.0691 | 0.426 | 15006.5 | 0.0645 | 6.343 | 223681.924 | 0.0843 | 1.767 | 47880.637 | 0.0885 | 2.523 | 68428.455 | 0.0891 | 0.908 | 24155.493 |  |  |  | 0.0762 | 3.469 | 100768.152 | 0.0739 | 4.2 | 126631.2 | 0.0732 | 3.4 | 101535.6 | 2.4 | Dry Low NOx Burners<br>Water Injection | Low Ozone Season Rate | 0.0645 | 0.0645 | 3.7 |  |  | 3.7
IL | Lakeside | 964 | 7 | Sangamon | 1961-04-25 | 415 | 37.5 | 39.7539 | -89.6011 | NBP, ARP | Cyclone boiler | Coal | Natural Gas |  | Electric Utility | Electric Services | 0.8879 | 269.472 | 594259.651 | 0.8008 | 81.327 | 197132.337 | 0.8444 | 237.332 | 553556.522 | 0.891 | 285.99 | 637290.883 | 0.8666 | 221.14 | 496992.168 | 0.8613 | 370.615 | 850309.691 | [12 empty] | 0 |  | New SNCR | 0.8008 | 0.48048 | 0 | Shutdown | Gas Combined Cycle Replacement/No operation 2011 | 0 | 0
IL | Lakeside | 964 | 8 | Sangamon | 1965-12-29 | 415 | 37.5 | 39.7539 | -89.6011 | NBP, ARP | Cyclone boiler | Coal |  |  | Electric Utility | Electric Services | 0.8888 | 271.02 | 600202.824 | 0.902 | 42.709 | 89892.088 | 0.8878 | 265.338 | 589240.403 | 0.933 | 319.5 | 677895.842 | 0.8916 | 201.704 | 439325.882 | 0.8752 | 397.787 | 897657.009 | [12 empty] | 0 |  | New SNCR | 0.8752 | 0.52512 | 0 | Shutdown | Gas Combined Cycle Replacement/No operation 2011 | 0 | 0
IL | Lincoln Generating Facility | 55222 | CTG-1 | Will | 2000-05-31 | 1001 | 86.5 | 41.3937 | -87.9437 | ARP, CAIRNOX, CAIROS, CAIRSO2, TRNOX, TRNOXOS, TRSO2G1 | Combustion turbine | Pipeline Natural Gas |  | Dry Low NOx Burners | Electric Utility |  | 0.0329 | 0.347 | 25868.075 | 0.0553 | 0.219 | 13641.625 | 0.0283 | 1.18 | 97631.2 | 0.0319 | 0.378 | 32035.975 | 0.0339 | 0.472 | 38321.8 | 0.2699 | 3.44 | 25484.803 | 0.0928 | 0.08 | 3998.632 | 0.0655 | 0.368 | 14631.611 | 0.0567 | 1.1 | 57191 | 0.0397 | 1.2 | 74924.7 | 1.6 | Dry Low NOx Burners | Low Ozone Season Rate | 0.0283 | 0.0283 | 0.5 |  |  | 0.5
IL | Lincoln Generating Facility | 55222 | CTG-2 | Will | 2000-05-31 | 1001 | 86.5 | 41.3937 | -87.9437 | ARP, CAIRNOX, CAIROS, CAIRSO2, TRNOX, TRNOXOS, TRSO2G1 | Combustion turbine | Pipeline Natural Gas |  | Dry Low NOx Burners | Electric Utility |  | 0.0341 | 0.338 | 25541.875 | 0.0361 | 0.155 | 13296.575 | 0.033 | 1.465 | 97182.775 | 0.0313 | 0.42 | 33226.025 | 0.0361 | 0.338 | 27670.475 | 0.298 | 3.805 | 25535.496 | 0.0795 | 0.066 | 3871.226 | 0.1167 | 0.454 | 14434.528 | 0.066 | 1.2 | 55531.5 | 0.0539 | 1.4 | 84846.1 | 1.5 | Dry Low NOx Burners | Low Ozone Season Rate | 0.0313 | 0.0313 | 0.6 |  |  | 0.6
IL | Lincoln Generating Facility | 55222 | CTG-3 | Will | 2000-05-31 | 1001 | 86.5 | 41.3937 | -87.9437 | ARP, CAIRNOX, CAIROS, CAIRSO2, TRNOX, TRNOXOS, TRSO2G1 | Combustion turbine | Pipeline Natural Gas |  | Dry Low NOx Burners | Electric Utility |  | 0.0444 | 0.386 | 25899.65 | 0.0583 | 0.172 | 11295.75 | 0.0239 | 0.922 | 83915.15 | 0.032 | 0.377 | 32802.2 | 0.0378 | 0.367 | 32766.825 | 0.543 | 7.328 | 26989.516 | 0.0752 | 0.064 | 3936.96 | 0.0937 | 0.231 | 14045.755 | 0.084 | 1.3 | 56558 | 0.0512 | 1.7 | 91038.7 | 1.5 | Dry Low NOx Burners | Low Ozone Season Rate | 0.0239 | 0.0239 | 0.4 |  |  | 0.4
IL | Lincoln Generating Facility | 55222 | CTG-4 | Will | 2000-05-31 | 1001 | 86.5 | 41.3937 | -87.9437 | ARP, CAIRNOX, CAIROS, CAIRSO2, TRNOX, TRNOXOS, TRSO2G1 | Combustion turbine | Pipeline Natural Gas |  | Dry Low NOx Burners | Electric Utility |  | 0.0324 | 0.331 | 26752.975 | 0.0781 | 0.162 | 10911.5 | 0.0262 | 0.942 | 89490.75 | 0.0299 | 0.301 | 27846.475 | 0.0343 | 0.317 | 28848.8 | 0.287 | 3.698 | 25772.321 | 0.0607 | 0.061 | 4124.97 | 0.0679 | 0.278 | 15339.543 | 0.0582 | 1.2 | 63871.2 | 0.0542 | 1.3 | 81681.5 | 1.7 | Dry Low NOx Burners | Low Ozone Season Rate | 0.0262 | 0.0262 | 0.5 |  |  | 0.5
IL | Lincoln Generating Facility | 55222 | CTG-5 | Will | 2000-05-31 | 1001 | 86.5 | 41.3937 | -87.9437 | ARP, CAIRNOX, CAIROS, CAIRSO2, TRNOX, TRNOXOS, TRSO2G1 | Combustion turbine | Pipeline Natural Gas |  | Dry Low NOx Burners | Electric Utility |  | 0.0338 | 0.33 | 21164.35 | 0.0601 | 0.157 | 10154.4 | 0.0289 | 1.252 | 89066.875 | 0.0299 | 0.372 | 30758.575 | 0.0521 | 0.326 | 20452.8 | 0.525 | 7.801 | 29716.779 | 0.0805 | 0.065 | 3994.565 | 0.0896 | 0.431 | 16141.758 | 0.0453 | 0.7 | 42487.4 | 0.0366 | 1.2 | 86498.4 | 1.2 | Dry Low NOx Burners | Low Ozone Season Rate | 0.0289 | 0.0289 | 0.4 |  |  | 0.4
IL | Lincoln Generating Facility | 55222 | CTG-6 | Will | 2000-05-31 | 1001 | 86.5 | 41.3937 | -87.9437 | ARP, CAIRNOX, CAIROS, CAIRSO2, TRNOX, TRNOXOS, TRSO2G1 | Combustion turbine | Pipeline Natural Gas |  | Dry Low NOx Burners | Electric Utility |  | 0.0341 | 0.307 | 21721.75 | 0.0321 | 0.108 | 8792.95 | 0.0292 | 1.043 | 85785.675 | 0.0326 | 0.271 | 21640.15 | 0.0352 | 0.154 | 15493.55 | 0.38 | 4.116 | 21666.122 | 0.1148 | 0.094 | 3793.988 | 0.0944 | 0.406 | 14227.596 | 0.0649 | 1.1 | 48839.9 | 0.0392 | 1.2 | 79722.2 | 1.3 | Dry Low NOx Burners | Low Ozone Season Rate | 0.0292 | 0.0292 | 0.5 |  |  | 0.5
IL | Lincoln Generating Facility | 55222 | CTG-7 | Will | 2000-05-31 | 1001 | 86.5 | 41.3937 | -87.9437 | ARP, CAIRNOX, CAIROS, CAIRSO2, TRNOX, TRNOXOS, TRSO2G1 | Combustion turbine | Pipeline Natural Gas |  | Dry Low NOx Burners | Electric Utility |  | 0.0591 | 0.581 | 22284.55 | 0.0843 | 0.196 | 10436.8 | 0.0263 | 0.929 | 80259.025 | 0.0295 | 0.3 | 28272.7 | 0.0253 | 0.209 | 23329.7 | 0.3849 | 4.262 | 20687.706 | 0.083 | 0.09 | 5882.032 | 0.1045 | 0.305 | 14162.869 | 0.0531 | 0.9 | 37613.3 | 0.0283 | 1.1 | 92070.5 | 1 | Dry Low NOx Burners | Low Ozone Season Rate | 0.0253 | 0.0253 | 0.4 |  |  | 0.4
IL | Lincoln Generating Facility | 55222 | CTG-8 | Will | 2000-05-31 | 1001 | 86.5 | 41.3937 | -87.9437 | ARP, CAIRNOX, CAIROS, CAIRSO2, TRNOX, TRNOXOS, TRSO2G1 | Combustion turbine | Pipeline Natural Gas |  | Dry Low NOx Burners | Electric Utility |  | 0.048 | 0.489 | 21581.9 | 0.0531 | 0.156 | 10079.575 | 0.0281 | 1.008 | 79079.375 | 0.0264 | 0.347 | 28872.825 | 0.0403 | 0.276 | 22576.05 | 0.2072 | 2.204 | 20052.631 | 0.082 | 0.075 | 4049.06 | 0.0601 | 0.339 | 14401.278 | 0.0548 | 0.8 | 46109.2 | 0.0345 | 1.3 | 98567.7 | 1.3 | Dry Low NOx Burners | Low Ozone Season Rate | 0.0264 | 0.0264 | 0.4 |  |  | 0.4
IL | LSP University Park, LLC | 55640 | CT01 | Will | 2002-06-25 | 505 | 45 | 41.4426 | -87.7515 | ARP, CAIRNOX, CAIROS, CAIRSO2, TRNOX, TRNOXOS, TRSO2G1 | Combustion turbine | Pipeline Natural Gas |  | Water Injection<br>Selective Catalytic Reduction | Electric Utility |  | 0.058 | 0.426 | 37528.026 | 0.225 | 7.623 | 122429.187 | 0.0531 | 2.259 | 144207.116 | 0.0818 | 4.313 | 136372.677 | 0.0962 | 3.169 | 131937.442 | 0.0391 | 1.264 | 88115.012 | 0.0333 | 0.416 | 30523.83 | 0.035 | 1.099 | 90936.391 | 0.0263 | 1 | 104789.8 | 0.0216 | 1 | 110851 | 5.7 | Water Injection<br>Selective Catalytic Reduction | Existing SCR | 0.0216 | 0.0216 | 0.9 |  |  | 0.9
IL | LSP University Park, LLC | 55640 | CT02 | Will | 2002-06-25 | 505 | 45 | 41.4426 | -87.7515 | ARP, CAIRNOX, CAIROS, CAIRSO2, TRNOX, TRNOXOS, TRSO2G1 | Combustion turbine | Pipeline Natural Gas |  | Water Injection<br>Selective Catalytic Reduction | Electric Utility |  | 0.0638 | 0.324 | 26944.989 | 0.1906 | 6.774 | 115630.105 | 0.0524 | 2.718 | 168739.44 | 0.3302 | 16.098 | 131428.211 | 0.0824 | 1.928 | 96783.772 | 0.0266 | 1.22 | 121085.917 | 0.0363 | 0.432 | 35011.291 | 0.0296 | 1.333 | 122212.523 | 0.0262 | 1.1 | 104414.4 | 0.0225 | 1.1 | 116266.3 | 5.6 | Water Injection<br>Selective Catalytic Reduction | Existing SCR | 0.0225 | 0.0225 | 0.9 |  |  | 0.9
IL | LSP University Park, LLC | 55640 | CT03 | Will | 2002-06-17 | 505 | 45 | 41.4426 | -87.7515 | ARP, CAIRNOX, CAIROS, CAIRSO2, TRNOX, TRNOXOS, TRSO2G1 | Combustion turbine | Pipeline Natural Gas |  | Water Injection<br>Selective Catalytic Reduction | Electric Utility |  | 0.0446 | 0.498 | 50718.033 | 0.1834 | 5.359 | 95348.942 | 0.0695 | 2.692 | 138994.627 | 0.1011 | 5.913 | 133227.607 | 0.0952 | 2.939 | 148422.151 | 0.0671 | 2.177 | 100275.823 | 0.0681 | 0.931 | 39904.379 | 0.0272 | 0.967 | 99073.737 | 0.0236 | 1.1 | 124101.1 | 0.0209 | 1.1 | 128052.1 | 6.7 | Water Injection<br>Selective Catalytic Reduction | Existing SCR | 0.0209 | 0.0209 | 1 |  |  | 1
IL | LSP University Park, LLC | 55640 | CT04 | Will | 2002-06-18 | 505 | 45 | 41.4426 | -87.7515 | ARP, TRSO2G1, CAIRNOX, CAIROS, CAIRSO2, TRNOX, TRNOXOS | Combustion turbine | Pipeline Natural Gas |  | Water Injection<br>Selective Catalytic Reduction | Electric Utility |  | 0.0647 | 0.309 | 32503.429 | 0.1768 | 4.587 | 87788.01 | 0.0705 | 3.354 | 147223.613 | 0.4078 | 18.779 | 129415.755 | 0.1133 | 7.251 | 173450.785 | 0.05 | 1.392 | 97327.176 | 0.0458 | 0.591 | 36996.625 | 0.031 | 1.084 | 98238.208 | 0.0255 | 1.2 | 117614.2 | 0.0218 | 1.1 | 114186.1 | 6.3 | Water Injection<br>Selective Catalytic Reduction | Existing SCR | 0.0218 | 0.0218 | 1.1 |  |  | 1.1
IL | LSP University Park, LLC | 55640 | CT05 | Will | 2002-06-12 | 505 | 45 | 41.4426 | -87.7515 | ARP, CAIRNOX, CAIROS, CAIRSO2, TRNOX, TRNOXOS, TRSO2G1 | Combustion turbine | Pipeline Natural Gas |  | Water Injection<br>Selective Catalytic Reduction | Electric Utility |  | 0.0134 | 0.099 | 16136.965 | 0.057 | 0.924 | 41193.424 | 0.0299 | 1.359 | 115960.18 | 0.0445 | 1.904 | 132903.176 | 0.0343 | 1.105 | 94458.876 | 0.0379 | 0.552 | 44106.738 | 0.0455 | 0.188 | 14148.906 | 0.0314 | 0.697 | 65482.007 | 0.0273 | 1 | 97391.7 | 0.0268 | 1.1 | 115088.1 | 5.3 | Water Injection<br>Selective Catalytic Reduction | Existing SCR | 0.0134 | 0.0134 | 0.5 |  |  | 0.5
IL | LSP University Park, LLC | 55640 | CT06 | Will | 2002-06-14 | 505 | 45 | 41.4426 | -87.7515 | ARP, CAIRNOX, CAIROS, CAIRSO2, TRNOX, TRNOXOS, TRSO2G1 | Combustion turbine | Pipeline Natural Gas |  | Water Injection<br>Selective Catalytic Reduction | Electric Utility |  | 0.0198 | 0.006 | 596.948 | 0.0557 | 1.142 | 60052.81 | 0.0575 | 1.798 | 98311.606 | 0.0878 | 3.825 | 106213.229 | 0.045 | 1.745 | 116375.929 | 0.0337 | 0.457 | 42449.205 | 0.0313 | 0.179 | 18537.671 | 0.0289 | 0.857 | 80422.776 | 0.0277 | 1 | 94518.2 | 0.021 | 1 | 117466.7 | 5.1 | Water Injection<br>Selective Catalytic Reduction | Existing SCR | 0.0198 | 0.0198 | 0.7 |  |  | 0.7
IL | LSP University Park, LLC | 55640 | CT07 | Will | 2002-06-25 | 505 | 45 | 41.4426 | -87.7515 | ARP, CAIRNOX, CAIROS, CAIRSO2, TRNOX, TRNOXOS, TRSO2G1 | Combustion turbine | Pipeline Natural Gas |  | Water Injection<br>Selective Catalytic Reduction | Electric Utility |  | 0.0571 | 0.514 | 38814.822 | 0.2602 | 3.861 | 42149.353 | 0.0737 | 2.08 | 85069.818 | 0.2543 | 13.137 | 122509.389 | 0.0928 | 4.235 | 177501.626 | 0.0585 | 2.04 | 105006.512 | 0.1069 | 1.262 | 30998.279 | 0.0697 | 1.196 | 57637.142 | 0.0306 | 1 | 94269.9 | 0.0303 | 0.8 | 87625.9 | 5.1 | Water Injection<br>Selective Catalytic Reduction | Existing SCR | 0.0303 | 0.0303 | 1 |  |  | 1
IL | LSP University Park, LLC | 55640 | CT08 | Will | 2002-06-28 | 505 | 45 | 41.4426 | -87.7515 | ARP, CAIRNOX, CAIROS, CAIRSO2, TRNOX, TRNOXOS, TRSO2G1 | Combustion turbine | Pipeline Natural Gas |  | Water Injection<br>Selective Catalytic Reduction | Electric Utility |  | 0.0638 | 0.534 | 40643.911 | 0.3092 | 3.645 | 38900.979 | 0.0912 | 2.052 | 90430.604 | 0.2728 | 10.186 | 111145.208 | 0.1053 | 3.769 | 175464.699 | 0.0519 | 1.838 | 103887.159 | 0.0455 | 0.167 | 12483.766 | 0.0306 | 0.798 | 75012.311 | 0.0262 | 0.9 | 90855.1 | 0.0258 | 0.8 | 83623.1 | 4.9 | Water Injection<br>Selective Catalytic Reduction | Existing SCR | 0.0258 | 0.0258 | 0.9 |  |  | 0.9
IL | LSP University Park, LLC | 55640 | CT09 | Will | 2002-06-28 | 505 | 45 | 41.4426 | -87.7515 | ARP, CAIRNOX, CAIROS, CAIRSO2, TRNOX, TRNOXOS, TRSO2G1 | Combustion turbine | Pipeline Natural Gas |  | Water Injection<br>Selective Catalytic Reduction | Electric Utility |  | 0.0514 | 0.473 | 40124.3 | 0.2225 | 2.424 | 28513.286 | 0.0456 | 1.225 | 76926.642 | 0.2037 | 9.46 | 111634.967 | 0.0905 | 3.485 | 182555.668 | 0.0339 | 1.096 | 85115.19 | 0.0376 | 0.431 | 33075.795 | 0.0317 | 1.723 | 147663.577 | 0.0264 | 1.1 | 111450.3 | 0.0263 | 0.8 | 86731.5 | 6 | Water Injection<br>Selective Catalytic Reduction | Existing SCR | 0.0263 | 0.0263 | 1.1 |  |  | 1.1
IL | LSP University Park, LLC | 55640 | CT10 | Will | 2002-07-01 | 505 | 45 | 41.4426 | -87.7515 | ARP, CAIRNOX, CAIROS, CAIRSO2, TRNOX, TRNOXOS, TRSO2G1 | Combustion turbine | Pipeline Natural Gas |  | Water Injection<br>Selective Catalytic Reduction | Electric Utility |  | 0.0712 | 0.396 | 36837.018 | 0.2118 | 2.14 | 27404.768 | 0.0469 | 1.072 | 65181.735 | 0.0734 | 3.731 | 108092.199 | 0.0332 | 2.325 | 195497.823 | 0.0325 | 0.999 | 85077.647 | 0.026 | 0.323 | 32081.884 | 0.0307 | 1.605 | 150487.848 | 0.027 | 1.2 | 114482.1 | 0.0228 | 0.8 | 85540.8 | 6.2 | Water Injection<br>Selective Catalytic Reduction | Existing SCR | 0.0228 | 0.0228 | 1 |  |  | 1
IL | LSP University Park, LLC | 55640 | CT11 | Will | 2002-07-11 | 505 | 45 | 41.4426 | -87.7515 | ARP, CAIRNOX, CAIROS, CAIRSO2, TRNOX, TRNOXOS, TRSO2G1 | Combustion turbine | Pipeline Natural Gas |  | Water Injection<br>Selective Catalytic Reduction | Electric Utility |  | 0.0961 | 0.235 | 7786.778 | 0.2279 | 1.406 | 17991.753 | 0.0367 | 0.986 | 73481.377 | 0.0946 | 4.066 | 92137.666 | 0.0314 | 1.593 | 134100.502 | 0.0361 | 0.811 | 59383.536 | 0.0356 | 0.44 | 35943.565 | 0.0307 | 1.589 | 147941.166 | 0.0556 | 1.4 | 113419.4 | 0.0299 | 0.8 | 79687.9 | 6.1 | Water Injection<br>Selective Catalytic Reduction | Existing SCR | 0.0299 | 0.0299 | 0.7 |  |  | 0.7
IL | LSP University Park, LLC | 55640 | CT12 | Will | 2002-07-22 | 505 | 45 | 41.4426 | -87.7515 | ARP, CAIRNOX, CAIROS, CAIRSO2, TRNOX, TRNOXOS, TRSO2G1 | Combustion turbine | Pipeline Natural Gas |  | Water Injection<br>Selective Catalytic Reduction | Electric Utility |  | 0.0585 | 0.382 | 20156.016 | 0.2285 | 1.433 | 24166.663 | 0.0446 | 1.212 | 75715.565 | 0.1401 | 4.408 | 83246.079 | 0.0381 | 1.517 | 122905.284 | 0.0363 | 0.613 | 47157.619 | 0.0311 | 0.423 | 38433.591 | 0.027 | 1.427 | 142861.608 | 0.054 | 1.2 | 109673.6 | 0.0248 | 0.7 | 74305.9 | 5.9 | Water Injection<br>Selective Catalytic Reduction | Existing SCR | 0.0248 | 0.0248 | 0.5 |  |  | 0.5
IL | Marion | 976 | 1 | Williamson | 1963-04-01 | 525 | 33 | 37.6206 | -88.955 | ARP | Cyclone boiler | Coal | Other Oil |  | Electric Utility | Electric Services | [30 empty] | 0 |  | New SNCR | 0 | 0 | 0 |  |  | 0
IL | Marion | 976 | 2 | Williamson | 1963-06-01 | 525 | 33 | 37.6206 | -88.955 | ARP | Cyclone boiler | Coal | Other Oil |  | Electric Utility | Electric Services | [30 empty] | 0 |  | New SNCR | 0 | 0 | 0 |  |  | 0
IL | Marion | 976 | 3 | Williamson | 1963-10-01 | 525 | 33 | 37.6206 | -88.955 | ARP | Cyclone boiler | Coal | Other Oil |  | Electric Utility | Electric Services | [30 empty] | 0 |  | New SNCR | 0 | 0 | 0 |  |  | 0
IL | Marion | 976 | 4 | Williamson | 1978-10-01 | 2260 | 173 | 37.6206 | -88.955 | NBP, ARP | Cyclone boiler | Coal | Other Oil | Selective Catalytic Reduction (Began Apr 30, 2003) | Electric Utility | Electric Services | 0.2446 | 701.136 | 5573149.351 | 0.0706 | 179.457 | 5338821.664 | 0.0964 | 307.075 | 6605751.863 | 0.1002 | 332.265 | 6729265.57 | 0.1142 | 374.604 | 6641980.576 | 0.103 | 285.131 | 5522557.244 | 0.1271 | 371.014 | 6077778.619 | 0.1235 | 379.472 | 6184221.429 | 0.137 | 453.7 | 6507371.1 | 0.214 | 723.1 | 6748941 | 78.4 | SCR | Existing SCR | 0.0706 | 0.0706 | 233.8 |  |  | 233.8
IL | Marion | 976 | 5 | Williamson | 2003-05-26 | 856 | 75 | 37.6206 | -88.955 | ARP, CAIRNOX, CAIROS, CAIRSO2, TRNOX, TRNOXOS, TRSO2G1 | Combustion turbine | Pipeline Natural Gas | Diesel Oil | Dry Low NOx Burners<br>Water Injection | Electric Utility |  | 0.0959 | 49.358 | 1342423.4 | 0.0205 | 0.506 | 50502.601 | 0.0434 | 0.384 | 17068.583 | 0.0535 | 1.131 | 51082.349 | 0.0224 | 0.689 | 67723.094 | 0.0361 | 0.266 | 25755.821 | 0.0429 | 0.216 | 13592.1 | 0.0274 | 0.674 | 49970.3 | 0.027 | 1 | 73606.9 | 0.0339 | 0.9 | 65179.5 | 2.3 | Dry Low NOx Burners<br>Water Injection | Low Ozone Season Rate | 0.0205 | 0.0205 | 0.8 |  |  | 0.8
IL | Marion | 976 | 6 | Williamson | 2003-07-01 | 856 | 75 | 37.6206 | -88.955 | ARP, CAIRNOX, CAIROS, CAIRSO2, TRNOX, TRNOXOS, TRSO2G1 | Combustion turbine | Pipeline Natural Gas | Diesel Oil | Dry Low NOx Burners<br>Water Injection | Electric Utility |  | 0.5777 | 962.158 | 1332631.035 | 0.0395 | 0.663 | 41634.925 | 0.0206 | 1.553 | 154782.807 | 0.143 | 0.021 | 297.667 | 0.143 | 0.01 | 140.072 | 0.0405 | 0.163 | 14620.876 | 0.027 | 0.239 | 17705.1 | 0.027 | 0.57 | 42187.4 | 0.027 | 1.4 | 105892.9 | 0.029 | 0.9 | 67646.2 | 3.4 | Dry Low NOx Burners<br>Water Injection | Low Ozone Season Rate | 0.0206 | 0.0206 | 1.1 |  |  | 1.1
IL | Marion | 976 | 123 | Williamson | 2003-06-11 | 1402 | 99 | 37.6206 | -88.955 | ARP, NBP | Circulating fluidized bed boiler (Started Jun 11, 2003) | Coal | Refuse, Wood | Selective Non-catalytic Reduction | Electric Utility | Electric Services | 0.1075 | 149.017 | 2802481.134 | 0.0787 | 153.084 | 3910269.748 | 0.068 | 196.844 | 5785135.002 | 0.0656 | 169.233 | 5161694.66 | 0.0876 | 206.528 | 4633805.886 | 0.098 | 209.926 | 4218189.867 | 0.0978 | 190.013 | 3886028.545 | 0.0911 | 185.504 | 4075600.28 | 0.0926 | 183 | 3929322.2 | 0.0933 | 200.3 | 4288379.4 | 76.3 | SNCR | New SCR | 0.0656 | 0.06 | 118.6 |  |  | 118.6
IL | MEPI GT Facility | 7858 | 1 | Massac | 2000-07-27 | 777 | 64.5 | 37.2175 | -88.8658 | ARP, CAIRNOX, CAIROS, CAIRSO2, TRNOX, TRNOXOS, TRSO2G1 | Combustion turbine | Pipeline Natural Gas |  | Water Injection | Electric Utility |  | 0.1172 | 3.166 | 50510.75 | 0.1148 | 1.215 | 19915.7 | 0.1155 | 4.176 | 68348.375 | 0.115 | 2.49 | 40325.2 | 0.1216 | 3.12 | 49525.8 | 0.124 | 0.382 | 5766.147 |  |  |  | 0.1049 | 2.308 | 41480.553 | 0.1148 | 5.2 | 87768.6 | 0.1184 | 5.5 | 91044.4 | 3.1 | Water Injection | Low Ozone Season Rate | 0.1049 | 0.1049 | 4.7 |  |  | 4.7
IL | MEPI GT Facility | 7858 | 2 | Massac | 2000-08-10 | 777 | 64.5 | 37.2175 | -88.8658 | ARP, CAIRNOX, CAIROS, CAIRSO2, TRNOX, TRNOXOS, TRSO2G1 | Combustion turbine | Pipeline Natural Gas |  | Water Injection | Electric Utility |  | 0.1195 | 3.219 | 48806.575 | 0.1252 | 1.362 | 20519.825 | 0.1141 | 4.897 | 80579.55 | 0.113 | 3.208 | 53245.725 | 0.1192 | 4.785 | 76600.775 | 0.1273 | 0.438 | 6585.25 |  |  |  | 0.1156 | 2.807 | 45463.34 | 0.1162 | 5.6 | 92293.4 | 0.1167 | 5.7 | 94778.8 | 3.2 | Water Injection | Low Ozone Season Rate | 0.113 | 0.113 | 5.5 |  |  | 5.5
IL | MEPI GT Facility | 7858 | 3 | Massac | 2000-08-11 | 777 | 64.5 | 37.2175 | -88.8658 | ARP, CAIRNOX, CAIROS, CAIRSO2, TRNOX, TRNOXOS, TRSO2G1 | Combustion turbine | Pipeline Natural Gas |  | Water Injection | Electric Utility |  | 0.1156 | 3.176 | 51814.55 | 0.1258 | 1.345 | 20502.45 | 0.1133 | 4.867 | 82937.3 | 0.1116 | 2.795 | 48080.125 | 0.1139 | 4.801 | 82423.875 | 0.1123 | 0.394 | 6762.299 |  |  |  | 0.1154 | 0.631 | 10554.228 | [6 empty] | 0 | Water Injection | Low Ozone Season Rate | 0.1116 | 0.1116 | 0 |  |  | 0
IL | MEPI GT Facility | 7858 | 4 | Massac | 2000-07-05 | 542 | 54 | 37.2175 | -88.8658 | ARP, CAIRNOX, CAIROS, CAIRSO2, TRNOX, TRNOXOS, TRSO2G1 | Combustion turbine | Pipeline Natural Gas |  | Water Injection | Electric Utility |  | 0.1206 | 1.37 | 21291.275 | 0.1024 | 0.288 | 5298.3 | 0.1073 | 2.473 | 43565.325 | 0.1093 | 1.24 | 21581.925 | 0.0987 | 0.314 | 5939.25 | 0.1043 | 0.195 | 3471.162 |  |  |  | 0.1083 | 1.324 | 23476.207 | 0.1024 | 2 | 37708.3 | 0.1072 | 2.5 | 45851.8 | 1.9 | Water Injection | Low Ozone Season Rate | 0.0987 | 0.0987 | 2 |  |  | 2
IL | MEPI GT Facility | 7858 | 5 | Massac | 2000-07-02 | 542 | 54 | 37.2175 | -88.8658 | ARP, CAIRNOX, CAIROS, CAIRSO2, TRNOX, TRNOXOS, TRSO2G1 | Combustion turbine | Pipeline Natural Gas |  | Water Injection | Electric Utility |  | 0.1087 | 1.113 | 18994.025 | 0.108 | 0.312 | 5428.025 | 0.1017 | 2.349 | 42756.7 | 0.1062 | 1.111 | 19900.375 | 0.099 | 0.306 | 5828.725 | 0.1095 | 0.203 | 3500.104 |  |  |  | 0.1012 | 1.024 | 19371.874 | 0.1074 | 1.8 | 33146.6 | 0.1064 | 2.6 | 47865.1 | 1.7 | Water Injection | Low Ozone Season Rate | 0.099 | 0.099 | 1.7 |  |  | 1.7
IL | Meredosia | 864 | 1 | Morgan | 1948-06-01 | 551 | 57.5 | 39.8194 | -90.5647 | ARP, NBP | Tangentially-fired | Coal |  |  | Electric Utility | Electric Services | 0.4909 | 90.336 | 362234.194 | 0.5536 | 57.161 | 203643.21 | 0.5059 | 82.677 | 320222.756 | 0.4441 | 109.508 | 490990.021 | 0.4716 | 96.549 | 409934.471 | 0.4255 | 63.126 | 296807.068 | 0.4712 | 4.517 | 18192.603 | [9 empty] | 0 |  | New SNCR | 0.4255 | 0.2553 | 0 | Shutdown | Gas Combined Cycle Replacement/No operation 2011 | 0 | 0
IL | Meredosia | 864 | 2 | Morgan | 1948-06-01 | 639 | 57.5 | 39.8194 | -90.5647 | ARP, NBP | Tangentially-fired | Coal |  |  | Electric Utility | Electric Services | 0.4755 | 121.746 | 499972.783 | 0.5346 | 64.684 | 234548.244 | 0.4811 | 118.951 | 473468.961 | 0.4347 | 124.381 | 560023.577 | 0.4758 | 127.309 | 530858.478 | 0.4235 | 82.579 | 380277.271 | 0.4448 | 3.75 | 15672.241 | [9 empty] | 0 |  | New SNCR | 0.4235 | 0.2541 | 0 | Shutdown | Gas Combined Cycle Replacement/No operation 2011 | 0 | 0
IL | Meredosia | 864 | 3 | Morgan | 1948-06-01 | 540 | 57.5 | 39.8194 | -90.5647 | ARP, NBP | Tangentially-fired | Coal |  |  | Electric Utility | Electric Services | 0.4945 | 85.223 | 343389.608 | 0.5396 | 54.735 | 201960.228 | 0.5118 | 85.502 | 333797.744 | 0.4428 | 95.038 | 424414.028 | 0.4763 | 147.167 | 611839.1 | 0.4367 | 67.97 | 311822.882 | 0.4557 | 6.105 | 24222.283 | [9 empty] | 0 |  | New SNCR | 0.4367 | 0.26202 | 0 | Shutdown | Gas Combined Cycle Replacement/No operation 2011 | 0 | 0
IL | Meredosia | 864 | 4 | Morgan | 1948-06-01 | 578 | 57.5 | 39.8194 | -90.5647 | ARP, NBP | Tangentially-fired | Coal |  |  | Electric Utility | Electric Services | 0.4687 | 126.668 | 521959.22 | 0.5475 | 72.314 | 259105.057 | 0.4902 | 159.953 | 636842.744 | 0.4289 | 64.427 | 297097.89 | 0.4698 | 130.972 | 551893.511 | 0.4238 | 90.46 | 420754.166 | 0.4369 | 11.414 | 47722.019 | [9 empty] | 0 |  | New SNCR | 0.4238 | 0.25428 | 0 |  |  | 0
IL | Meredosia | 864 | 5 | Morgan | 1960-07-14 | 2784 | 239.3 | 39.8194 | -90.5647 | ARP, NBP | Tangentially-fired | Coal |  | Low NOx Burner Technology w/ Closed-coupled OFA | Electric Utility | Electric Services | 0.3899 | 868.759 | 4868563.1 | 0.2795 | 624.723 | 4618361.075 | 0.2557 | 739.008 | 5913141.05 | 0.2346 | 698.013 | 6082857.65 | 0.2605 | 709.064 | 5676790.7 | 0.2534 | 716.681 | 5769447.586 | 0.2613 | 274.52 | 2111058.288 | 0.2411 | 363.656 | 3823064.96 | 0.2353 | 398.6 | 4195359.2 |  |  |  | 41 |  | New SCR | 0.2346 | 0.06 | 101.6 |  |  | 101.6
IL | Meredosia | 864 | 6 | Morgan | 1975-09-10 | 2503 | 209.7 | 39.8194 | -90.5647 | ARP, NBP | Dry bottom wall-fired boiler | Residual Oil |  | Other<br>Overfire Air | Electric Utility | Electric Services | 0.1381 | 12.993 | 152700.65 | 0.085 | 2.877 | 42368.4 | 0.1772 | 59.342 | 587348.225 | 0.1614 | 11.051 | 104416.975 | 0.1078 | 1.786 | 18989.35 | 0.1042 | 1.801 | 19684.542 | 0.0835 | 0.803 | 8068.261 | 0.1457 | 4.544 | 44732.841 | 0.0227 | 0 | 16.6 |  |  |  | 0 |  | Low Ozone Season Rate | 0.0227 | 0.0227 | 0 |  |  | 0
IL | Newton | 6017 | 1 | Jasper | 1977-11-18 | 7449 | 617.4 | 38.9361 | -88.2778 | ARP, NBP | Tangentially-fired | Coal |  | Low NOx Burner Technology w/ Closed-coupled/Separated OFA<br>Other | Electric Utility | Electric Services | 0.1311 | 1077.821 | 15900000 | 0.1196 | 709.918 | 11700000 | 0.1206 | 1058.36 | 17500000 | 0.1245 | 756.346 | 11900000 | 0.0877 | 894.881 | 20400000 | 0.0925 | 744.477 | 16000000 | 0.0932 | 815.62 | 17400000 | 0.1 | 862.488 | 16900000 | 0.1016 | 867.4 | 16700000 | 0.1139 | 885.9 | 16000000 | 61 |  | New SCR | 0.0877 | 0.06 | 512.2 |  |  | 512.2
IL | Newton | 6017 | 2 | Jasper | 1982-12-01 | 7088 | 617.4 | 38.9361 | -88.2778 | ARP, NBP | Tangentially-fired | Coal |  | Low NOx Burner Technology w/ Closed-coupled/Separated OFA<br>Other<br>Low NOx Burner Technology w/ Closed-coupled OFA | Electric Utility | Electric Services | 0.1139 | 1040.025 | 18200000 | 0.1125 | 709.84 | 12400000 | 0.1206 | 1142.336 | 18400000 | 0.1234 | 1106.528 | 17700000 | 0.0901 | 731.536 | 16200000 | 0.0902 | 793.559 | 17700000 | 0.0911 | 730.498 | 16000000 | 0.0984 | 757.166 | 15200000 | 0.1075 | 889 | 16200000 | 0.1113 | 481.2 | 9035848.2 | 62.4 |  | New SCR | 0.0901 | 0.06 | 496.2 |  |  | 496.2
IL | NRG Rockford Energy Center | 55238 | 1 | Winnebago | 2000-07-27 | 1729.3 | 158 | 42.2403 | -89.1025 | ARP, CAIRNOX, CAIROS, CAIRSO2, TRNOX, TRNOXOS, TRSO2G1 | Combustion turbine | Pipeline Natural Gas |  | Dry Low NOx Burners | Electric Utility |  | 0.0546 | 2.546 | 90958.808 | 0.0533 | 1.982 | 72620.405 | 0.0431 | 2.597 | 124862.426 | 0.0463 | 3.773 | 163484.043 | 0.0479 | 5.14 | 216899.281 | 0.0484 | 2.646 | 109682.603 | 0.0495 | 1.086 | 45484.775 | 0.0502 | 1.879 | 76118.017 | 0.0476 | 4 | 169664.8 | 0.0479 | 4.1 | 173041.3 | 2.7 | Dry Low NOx Burners | Low Ozone Season Rate | 0.0431 | 0.0431 | 3.6 |  |  | 3.6
IL | NRG Rockford Energy Center | 55238 | 2 | Winnebago | 2000-06-30 | 1691.5 | 158 | 42.2403 | -89.1025 | ARP, CAIRNOX, CAIROS, CAIRSO2, TRNOX, TRNOXOS, TRSO2G1 | Combustion turbine | Pipeline Natural Gas |  | Dry Low NOx Burners | Electric Utility |  | 0.0543 | 2.688 | 98737.865 | 0.0515 | 2.681 | 103599.306 | 0.0475 | 3.5 | 149521.709 | 0.0461 | 3.813 | 167166.1 | 0.0468 | 2.91 | 126196.857 | 0.0469 | 0.836 | 36219.437 | 0.046 | 0.539 | 23451.324 | 0.0463 | 0.517 | 22315.096 | 0.046 | 2 | 86444.5 | 0.0462 | 4.5 | 196141.8 | 1.4 | Dry Low NOx Burners | Low Ozone Season Rate | 0.046 | 0.046 | 2 |  |  | 2
IL | NRG Rockford II Energy Center | 55936 | U1 | Winnebago | 2002-05-13 | 1721.9 | 168 | 42.2383 | -89.1014 | ARP, CAIRNOX, CAIROS, CAIRSO2, TRNOX, TRNOXOS, TRSO2G1 | Combustion turbine | Pipeline Natural Gas |  | Dry Low NOx Burners | Electric Utility |  | 0.0377 | 0.435 | 29557.404 | 0.2565 | 2.185 | 41368.051 | 0.1273 | 10.316 | 361709.941 | 0.0882 | 6.89 | 289081.089 | 0.0864 | 6.747 | 294711.859 | 0.0867 | 3.596 | 147583.6 | 0.083 | 2.988 | 146093.234 | 0.0392 | 2.82 | 161273.305 | 0.0546 | 6.2 | 236060.7 | 0.0416 | 5.6 | 297266 | 3.7 | Dry Low NOx Burners | Low Ozone Season Rate | 0.0377 | 0.0377 | 4.3 |  |  | 4.3
IL | Pinckneyville Power Plant | 55202 | CT01 | Perry | 2000-06-04 | 444 | 45 | 38.1114 | -89.3467 | ARP, CAIRNOX, CAIROS, CAIRSO2, TRNOX, TRNOXOS, TRSO2G1 | Combustion turbine | Pipeline Natural Gas |  | Water Injection | Electric Utility |  | 0.0923 | 5.587 | 134624.217 | 0.0994 | 3.183 | 70500.384 | 0.1 | 12.157 | 280027.05 | 0.0983 | 8.328 | 192690.391 | 0.0914 | 12.272 | 301056.222 | 0.0977 | 7.081 | 170275.693 | 0.0949 | 4.928 | 116932.642 | 0.0874 | 13.018 | 319029.511 | 0.0894 | 12.7 | 314017.3 | 0.0908 | 5.9 | 149693.5 | 19.3 | Water Injection | Low Ozone Season Rate | 0.0874 | 0.0874 | 12.4 |  |  | 12.4
IL | Pinckneyville Power Plant | 55202 | CT02 | Perry | 2000-06-06 | 444 | 45 | 38.1114 | -89.3467 | ARP, CAIRNOX, CAIROS, CAIRSO2, TRNOX, TRNOXOS, TRSO2G1 | Combustion turbine | Pipeline Natural Gas |  | Water Injection | Electric Utility |  | 0.0906 | 5.323 | 127981.905 | 0.0983 | 3.138 | 70564.778 | 0.1 | 11.886 | 274922.441 | 0.0989 | 8.709 | 198761.232 | 0.0922 | 11.947 | 289295.439 | 0.097 | 6.792 | 162869.619 | 0.0934 | 4.492 | 107234.947 | 0.0873 | 12.896 | 317011.526 | 0.0892 | 12.6 | 312179 | 0.0949 | 9.2 | 226127.2 | 19.1 | Water Injection | Low Ozone Season Rate | 0.0873 | 0.0873 | 12.3 |  |  | 12.3
IL | Pinckneyville Power Plant | 55202 | CT03 | Perry | 2000-06-15 | 444 | 45 | 38.1114 | -89.3467 | ARP, CAIRNOX, CAIROS, CAIRSO2, TRNOX, TRNOXOS, TRSO2G1 | Combustion turbine | Pipeline Natural Gas |  | Water Injection | Electric Utility |  | 0.0974 | 5.004 | 117743.422 | 0.109 | 2.912 | 65350.23 | 0.0993 | 12.1 | 281253.384 | 0.0971 | 8.546 | 201231.932 | 0.0924 | 12.045 | 293582.207 | 0.1 | 6.91 | 165508.995 | 0.0951 | 4.531 | 107180.243 | 0.0881 | 12.594 | 309968.59 | 0.0887 | 11.9 | 295067.3 | 0.0967 | 8.9 | 218124.3 | 18.1 | Water Injection | Low Ozone Season Rate | 0.0881 | 0.0881 | 11.8 |  |  | 11.8
IL | Pinckneyville Power Plant | 55202 | CT04 | Perry | 2000-06-22 | 444 | 45 | 38.1114 | -89.3467 | ARP, CAIRNOX, CAIROS, CAIRSO2, TRNOX, TRNOXOS, TRSO2G1 | Combustion turbine | Pipeline Natural Gas |  | Water Injection | Electric Utility |  | 0.1002 | 5.558 | 123966.269 | 0.1021 | 2.993 | 66529.076 | 0.0988 | 12.014 | 279347.182 | 0.0968 | 8.655 | 200881.855 | 0.0913 | 11.712 | 285644.943 | 0.0963 | 6.329 | 153336.827 | 0.094 | 3.89 | 92466.278 | 0.0875 | 12.737 | 312502.799 | 0.0896 | 11.7 | 289549.9 | 0.0964 | 8.7 | 214053.5 | 17.8 | Water Injection | Low Ozone Season Rate | 0.0875 | 0.0875 | 11.4 |  |  | 11.4
IL | Pinckneyville Power Plant | 55202 | CT05 | Perry | 2001-05-28 | 553 | 50 | 38.1114 | -89.3467 | ARP, CAIRNOX, CAIROS, CAIRSO2, TRNOX, TRNOXOS, TRSO2G1 | Combustion turbine | Pipeline Natural Gas |  | Dry Low NOx Burners | Electric Utility |  | 0.0374 | 0.454 | 25970 | 0.0422 | 0.152 | 8595.062 | 0.0432 | 0.322 | 17962.044 | 0.0371 | 0.249 | 16566.099 | 0.0469 | 0.678 | 38309.402 | 0.043 | 0.143 | 7745.198 | 0.0463 | 0.254 | 14278.128 | 0.0342 | 1.022 | 67482.084 | 0.0406 | 0.9 | 55131.8 | 0.0377 | 0.5 | 28927.1 | 2.7 | Dry Low NOx Burners | Low Ozone Season Rate | 0.0342 | 0.0342 | 0.7 |  |  | 0.7
IL | Pinckneyville Power Plant | 55202 | CT06 | Perry | 2001-06-06 | 553 | 50 | 38.1114 | -89.3467 | ARP, CAIRNOX, CAIROS, CAIRSO2, TRNOX, TRNOXOS, TRSO2G1 | Combustion turbine | Pipeline Natural Gas |  | Dry Low NOx Burners | Electric Utility |  | 0.0374 | 0.436 | 25147.609 | 0.0432 | 0.164 | 9007.871 | 0.0448 | 0.364 | 18843.483 | 0.04 | 0.335 | 21660.281 | 0.0493 | 0.481 | 26720.469 | 0.0417 | 0.125 | 6953.131 | 0.0452 | 0.13 | 7869.849 | 0.0339 | 0.995 | 65234.033 | 0.0403 | 0.9 | 53947.4 | 0.0417 | 0.5 | 26793.2 | 2.7 | Dry Low NOx Burners | Low Ozone Season Rate | 0.0339 | 0.0339 | 0.7 |  |  | 0.7
IL | Pinckneyville Power Plant | 55202 | CT07 | Perry | 2001-06-23 | 553 | 50 | 38.1114 | -89.3467 | ARP, CAIRNOX, CAIROS, CAIRSO2, TRNOX, TRNOXOS, TRSO2G1 | Combustion turbine | Pipeline Natural Gas |  | Dry Low NOx Burners | Electric Utility |  | 0.0385 | 0.404 | 22816.996 | 0.0417 | 0.152 | 8439.918 | 0.0439 | 0.412 | 21599.573 | 0.0361 | 0.261 | 17700.18 | 0.0472 | 0.449 | 26853.091 | 0.0505 | 0.085 | 4340.915 | 0.0479 | 0.109 | 6144.103 | [6 empty] | 0.0375 | 0.4 | 25705.1 | 0 | Dry Low NOx Burners | Low Ozone Season Rate | 0.0361 | 0.0361 | 0 |  |  | 0
IL | Pinckneyville Power Plant | 55202 | CT08 | Perry | 2001-07-23 | 553 | 50 | 38.1114 | -89.3467 | ARP, CAIRNOX, CAIROS, CAIRSO2, TRNOX, TRNOXOS, TRSO2G1 | Combustion turbine | Pipeline Natural Gas |  | Dry Low NOx Burners | Electric Utility |  | 0.0348 | 0.363 | 22346.904 | 0.0414 | 0.144 | 8217.037 | 0.0398 | 0.357 | 21373.529 | 0.041 | 0.286 | 18730.609 | 0.0527 | 0.427 | 24269.989 | 0.0556 | 0.083 | 4289.174 | 0.0496 | 0.099 | 5507.851 | [6 empty] | 0.0559 | 0.5 | 22968.3 | 0 | Dry Low NOx Burners | Low Ozone Season Rate | 0.0348 | 0.0348 | 0 |  |  | 0
IL | Powerton | 879 | 51 | Tazewell | 1973-07-11 | 5299 | 892.8 | 40.5408 | -89.6786 | ARP, NBP | Cyclone boiler | Coal |  | Overfire Air (Began Jun 01, 2003) | Electric Utility |  | 0.3712 | 1912.973 | 10200000 | 0.4247 | 1698.651 | 9110394.16 | 0.3768 | 1759.88 | 9365807.294 | 0.3851 | 1955.014 | 10200000 | 0.417 | 1749.316 | 8371096.644 | 0.3764 | 2078.95 | 10900000 | 0.319 | 1637.903 | 10200000 | 0.2883 | 1268.209 | 8884683.575 | 0.2101 | 1079.9 | 10000000 | 0.0924 | 536.5 | 11200000 | 51.6 | SNCR | New SCR | 0.0924 | 0.06 | 308.4 |  |  | 308.4
IL | Powerton | 879 | 52 | Tazewell | 1973-07-11 | 5299 | 892.8 | 40.5408 | -89.6786 | ARP, NBP | Cyclone boiler | Coal |  | Overfire Air (Began Jun 01, 2003) | Electric Utility |  | 0.3721 | 1910.695 | 10100000 | 0.427 | 1751.109 | 9339255.364 | 0.3776 | 1648.926 | 8775084.859 | 0.3845 | 1774.029 | 9361388.529 | 0.4069 | 1477.478 | 7220226.441 | 0.3772 | 2000.795 | 10500000 | 0.316 | 1520.78 | 9517753.6 | 0.2811 | 1300.611 | 9194600.075 | 0.2098 | 1106.4 | 10300000 | 0.0921 | 535.8 | 11200000 | 53.1 | SNCR | New SCR | 0.0921 | 0.06 | 316.4 |  |  | 316.4
IL | Powerton | 879 | 61 | Tazewell | 1976-09-07 | 5299 | 892.8 | 40.5408 | -89.6786 | ARP, NBP | Cyclone boiler | Coal |  | Overfire Air | Electric Utility |  | 0.3714 | 1943.93 | 10400000 | 0.4154 | 1629.668 | 8626142.928 | 0.3768 | 1561.406 | 8229410.126 | 0.385 | 1545.384 | 8213007.062 | 0.4109 | 2195.033 | 10600000 | 0.3792 | 2009.724 | 10400000 | 0.3191 | 1883.002 | 11700000 | 0.2799 | 1188.627 | 8485664.5 | 0.2139 | 1333.4 | 12300000 | 0.0923 | 547.2 | 11400000 | 63.4 | SNCR | New SCR | 0.0923 | 0.06 | 374 |  |  | 374
IL | Powerton | 879 | 62 | Tazewell | 1976-09-07 | 5299 | 892.8 | 40.5408 | -89.6786 | ARP, NBP | Cyclone boiler | Coal |  | Overfire Air | Electric Utility |  | 0.3704 | 1878.23 | 10000000 | 0.4332 | 1594.927 | 8525778.569 | 0.3791 | 1698.952 | 8826189.313 | 0.3862 | 1528.988 | 8090587.831 | 0.4154 | 2408.052 | 11500000 | 0.3871 | 1781.528 | 9112548.093 | 0.3169 | 1812.426 | 11300000 | 0.2743 | 1071.857 | 7812946.3 | 0.2113 | 1246.9 | 11600000 | 0.0925 | 525.7 | 11000000 | 59.4 | SNCR | New SCR | 0.0925 | 0.06 | 354.1 |  |  | 354.1
IL | Prairie State Generating Company | 55856 | 1 | Washington | 2011-10-08 | 10000 | 883 | 38.2792 | -89.667 | ARP, CAIRNOX, CAIROS, CAIRSO2, TRNOX, TRNOXOS, TRSO2G1 | Dry bottom wall-fired boiler | Coal |  | Selective Catalytic Reduction | Electric Utility | [28 empty] | 0.0678 | 570 | 20200000 | 0 | SCR | Existing SCR | 0.0678 | 0.0678 | 0 |  |  | 0
IL | Prairie State Generating Company | 55856 | 2 | Washington | 2012-01-26 | 10000 | 883 | 38.2792 | -89.667 | ARP, CAIRNOX, CAIROS, CAIRSO2, TRNOX, TRNOXOS, TRSO2G1 | Dry bottom wall-fired boiler (Started Jan 26, 2012) | Coal |  | Selective Catalytic Reduction | Electric Utility | [28 empty] | 0.1937 | 78.1 | 905424.2 | 0 | SCR | Existing SCR | 0.1937 | 0.1937 | 0 |  |  | 0
IL | Raccoon Creek Power Plant | 55417 | CT-01 | Clay | 2002-06-06 | 1060 | 114 | 38.6996 | -88.5392 | ARP, CAIRNOX, CAIROS, CAIRSO2, TRNOX, TRNOXOS, TRSO2G1 | Combustion turbine | Pipeline Natural Gas |  | Dry Low NOx Burners | Electric Utility | [7 empty] | 0.0341 | 5.095 | 313024.125 | 0.0326 | 0.555 | 40670.975 | 0.0304 | 1.634 | 104968.701 | 0.0294 | 0.257 | 17017.811 | 0.0314 | 0.168 | 9266.738 | 0.0295 | 0.979 | 64786.834 | 0.0298 | 1.7 | 114306 | 0.0294 | 1.2 | 77432.1 | 2.9 | Dry Low NOx Burners | Low Ozone Season Rate | 0.0294 | 0.0294 | 1.7 |  |  | 1.7
IL | Raccoon Creek Power Plant | 55417 | CT-02 | Clay | 2002-06-06 | 1060 | 114 | 38.6996 | -88.5392 | ARP, CAIRNOX, CAIROS, CAIRSO2, TRNOX, TRNOXOS, TRSO2G1 | Combustion turbine | Pipeline Natural Gas |  | Dry Low NOx Burners | Electric Utility | [7 empty] | 0.0333 | 2.275 | 156787.975 | 0.0292 | 0.471 | 40359.275 | 0.0402 | 2.146 | 92663.127 | 0.0233 | 0.193 | 14793.489 | 0.0195 | 0.103 | 9092.28 | 0.0234 | 0.562 | 42912.55 | 0.024 | 1.2 | 92974.2 | 0.0249 | 0.8 | 58783.5 | 2.4 | Dry Low NOx Burners | Low Ozone Season Rate | 0.0195 | 0.0195 | 1 |  |  | 1
IL | Raccoon Creek Power Plant | 55417 | CT-03 | Clay | 2002-06-06 | 1060 | 114 | 38.6996 | -88.5392 | ARP, CAIRNOX, CAIROS, CAIRSO2, TRNOX, TRNOXOS, TRSO2G1 | Combustion turbine | Pipeline Natural Gas |  | Dry Low NOx Burners | Electric Utility |  | 0.0348 | 0.147 | 9385.6 |  |  |  | 0.0299 | 2.109 | 156789.825 | 0.0325 | 0.471 | 37592.65 | 0.0265 | 1.268 | 95744.93 |  |  |  | 0.0252 | 0.11 | 8070.519 | 0.0242 | 0.503 | 39401.064 | 0.0239 | 1.1 | 85823.4 | 0.0267 | 0.9 | 65170.4 | 2.2 | Dry Low NOx Burners | Low Ozone Season Rate | 0.0239 | 0.0239 | 1.1 |  |  | 1.1
IL | Raccoon Creek Power Plant | 55417 | CT-04 | Clay | 2002-06-06 | 1060 | 114 | 38.6996 | -88.5392 | ARP, CAIRNOX, CAIROS, CAIRSO2, TRNOX, TRNOXOS, TRSO2G1 | Combustion turbine | Pipeline Natural Gas |  | Dry Low NOx Burners | Electric Utility | [7 empty] | 0.0336 | 1.999 | 136883.075 | 0.0266 | 0.501 | 42150.1 | 0.0293 | 1.457 | 98119.623 | 0.0268 | 0.09 | 6388.746 | 0.0264 | 0.124 | 8948.854 | 0.0272 | 0.63 | 44574.501 | 0.0278 | 1.5 | 104661.5 | 0.0286 | 0.8 | 51763.3 | 2.7 | Dry Low NOx Burners | Low Ozone Season Rate | 0.0264 | 0.0264 | 1.4 |  |  | 1.4
IL | Rocky Road Power, LLC | 55109 | T1 | Kane | 1999-06-18 | 1439 | 125.8 | 42.0931 | -88.2397 | ARP, CAIRNOX, CAIROS, CAIRSO2, TRNOX, TRNOXOS, TRSO2G1 | Combustion turbine | Pipeline Natural Gas |  | Dry Low NOx Burners | Electric Utility |  | 0.0736 | 2.812 | 76646.05 | 0.0731 | 1.305 | 36154.3 | 0.0791 | 0.546 | 13864.425 | 0.0791 | 5.344 | 134985.204 | 0.0798 | 8.695 | 217651.969 | 0.0799 | 5.018 | 125193.374 | 0.1069 | 1.716 | 31724.229 | 0.106 | 3.6 | 67598.261 | 0.1047 | 11.6 | 220862.1 | 0.1065 | 18.5 | 345402.8 | 4.2 | Dry Low NOx Burners | Low Ozone Season Rate | 0.0731 | 0.0731 | 8.1 |  |  | 8.1
IL | Rocky Road Power, LLC | 55109 | T2 | Kane | 1999-06-18 | 1439 | 125.8 | 42.0931 | -88.2397 | ARP, CAIRNOX, CAIROS, CAIRSO2, TRNOX, TRNOXOS, TRSO2G1 | Combustion turbine | Pipeline Natural Gas |  | Dry Low NOx Burners | Electric Utility |  | 0.0816 | 1.831 | 45946.4 | 0.0742 | 1.697 | 46513.075 | 0.0869 | 0.686 | 15797.925 | 0.0909 | 5.078 | 110577.26 | 0.0877 | 9.459 | 215355.003 | 0.0867 | 5.541 | 128102.573 | 0.0874 | 1.115 | 25561.031 | 0.075 | 4.21 | 117946.619 | 0.0821 | 5.4 | 137751.7 | 0.0798 | 12.6 | 327339.1 | 2.6 | Dry Low NOx Burners | Low Ozone Season Rate | 0.0742 | 0.0742 | 4.9 |  |  | 4.9
IL | Rocky Road Power, LLC | 55109 | T3 | Kane | 1999-06-18 | 367 | 41.5 | 42.0931 | -88.2397 | ARP, CAIRNOX, CAIROS, CAIRSO2, TRNOX, TRNOXOS, TRSO2G1 | Combustion turbine | Pipeline Natural Gas |  | Water Injection | Electric Utility |  | 0.1513 | 1.126 | 14527.175 | 0.1475 | 0.267 | 3516.4 | 0.1537 | 0.661 | 8392.375 | 0.2698 | 1.691 | 12360.877 | 0.165 | 1.371 | 16892.651 | 0.177 | 0.481 | 5398.374 | 0.1757 | 0.106 | 1204.16 | 0.179 | 1.447 | 16100.767 | 0.1797 | 3.1 | 34759.6 | 0.1799 | 7.8 | 85926 | 2.6 | Water Injection | Low Ozone Season Rate | 0.1475 | 0.1475 | 2.6 |  |  | 2.6
IL | Rocky Road Power, LLC | 55109 | T4 | Kane | 2000-06-01 | 1439 | 122.4 | 42.0931 | -88.2397 | ARP, CAIRNOX, CAIROS, CAIRSO2, TRNOX, TRNOXOS, TRSO2G1 | Combustion turbine | Pipeline Natural Gas |  | Dry Low NOx Burners | Electric Utility |  | 0.0523 | 2.199 | 82907.225 | 0.052 | 1.299 | 49121.975 | 0.0517 | 0.46 | 17491.8 | 0.0502 | 3.949 | 159854.337 | 0.0502 | 4.699 | 191119.734 | 0.0501 | 2.826 | 114767.889 | 0.0547 | 0.547 | 20412.103 | 0.0545 | 2.322 | 86112.314 | 0.054 | 6.5 | 242832 | 0.0541 | 10 | 373958.2 | 4.6 | Dry Low NOx Burners | Low Ozone Season Rate | 0.0501 | 0.0501 | 6 |  |  | 6
IL | Shelby County | 55237 | SCE1 | Shelby | 2000-07-01 | 444 | 60.5 | 39.2794 | -88.4772 | ARP, CAIRNOX, CAIROS, CAIRSO2, TRNOX, TRNOXOS, TRSO2G1 | Combustion turbine | Pipeline Natural Gas |  | Water Injection | Electric Utility |  | 0.0848 | 0.456 | 11564.208 | 0.0873 | 0.362 | 10125.566 | 0.1641 | 6.602 | 125481.2 | 0.1614 | 2.052 | 40389.4 | 0.1756 | 3.57 | 70840.5 | 0.2226 | 0.142 | 2553.9 | 0.4942 | 0.066 | 1243.1 | 0.1333 | 0.158 | 3708.8 | 0.1748 | 1.1 | 20048.4 | 0.1503 | 3.1 | 72068 | 1.2 | Water Injection | Low Ozone Season Rate | 0.0848 | 0.0848 | 0.5 |  |  | 0.5
IL | Shelby County | 55237 | SCE2 | Shelby | 2000-07-01 | 444 | 60.5 | 39.2794 | -88.4772 | ARP, CAIRNOX, CAIROS, CAIRSO2, TRNOX, TRNOXOS, TRSO2G1 | Combustion turbine | Pipeline Natural Gas |  | Water Injection | Electric Utility |  | 0.079 | 0.327 | 8603.016 | 0.0968 | 0.354 | 9448.615 | 0.158 | 5.698 | 112726.3 | 0.2032 | 1.914 | 35701 | 0.1744 | 3.439 | 65630.9 | 0.162 | 0.093 | 2116 | 0.5705 | 0.064 | 1290.2 | 0.1336 | 0.159 | 3648.9 | 0.2017 | 1.2 | 20231.1 | 0.152 | 3.1 | 71242.1 | 1.2 | Water Injection | Low Ozone Season Rate | 0.079 | 0.079 | 0.5 |  |  | 0.5
IL | Shelby County | 55237 | SCE3 | Shelby | 2000-07-01 | 444 | 60.5 | 39.2794 | -88.4772 | ARP, CAIRNOX, CAIROS, CAIRSO2, TRNOX, TRNOXOS, TRSO2G1 | Combustion turbine | Pipeline Natural Gas |  | Water Injection | Electric Utility |  | 0.1054 | 0.321 | 6958.511 | 0.1051 | 0.341 | 9186.514 | 0.1514 | 5.79 | 115874.6 | 0.1805 | 1.938 | 39875.4 | 0.1858 | 3.79 | 68741.3 | 0.1491 | 0.118 | 2880.9 | 0.3917 | 0.113 | 1834 | 0.243 | 0.177 | 4260.1 | 0.2159 | 1.1 | 20236.4 | 0.1502 | 3.5 | 81524.3 | 1.2 | Water Injection | Low Ozone Season Rate | 0.1051 | 0.1051 | 0.5 |  |  | 0.5
IL | Shelby County | 55237 | SCE4 | Shelby | 2000-07-01 | 444 | 60.5 | 39.2794 | -88.4772 | ARP, CAIRNOX, CAIROS, CAIRSO2, TRNOX, TRNOXOS, TRSO2G1 | Combustion turbine | Pipeline Natural Gas |  | Water Injection | Electric Utility |  | 0.0903 | 0.347 | 7590.174 | 0.1324 | 0.263 | 6113.035 | 0.1538 | 4.954 | 101014.4 | 0.155 | 1.785 | 37264.8 | 0.1663 | 3.015 | 59441.9 | 0.221 | 0.172 | 2697 | 0.4289 | 0.044 | 1110 | 0.0732 | 0.144 | 3933 | 0.1935 | 0.8 | 17285.3 | 0.1601 | 2.6 | 67226.2 | 1.1 | Water Injection | Low Ozone Season Rate | 0.0732 | 0.0732 | 0.3 |  |  | 0.3
IL | Shelby County | 55237 | SCE5 | Shelby | 2000-07-01 | 444 | 60.5 | 39.2794 | -88.4772 | ARP, CAIRNOX, CAIROS, CAIRSO2, TRNOX, TRNOXOS, TRSO2G1 | Combustion turbine | Pipeline Natural Gas |  | Water Injection | Electric Utility |  | 0.0903 | 0.4 | 9181.475 | 0.1102 | 0.273 | 6565.419 | 0.1608 | 4.411 | 87709 | 0.172 | 1.755 | 35271.4 | 0.1719 | 3.307 | 62074.1 | 0.1489 | 0.357 | 7144.9 | 0.4658 | 0.049 | 1258 | 0.1893 | 0.477 | 8857.3 | 0.1704 | 0.9 | 19503.7 | 0.1663 | 2.1 | 52401.9 | 1.2 | Water Injection | Low Ozone Season Rate | 0.0903 | 0.0903 | 0.5 |  |  | 0.5
IL | Shelby County | 55237 | SCE6 | Shelby | 2000-09-15 | 444 | 60.5 | 39.2794 | -88.4772 | ARP, CAIRNOX, CAIROS, CAIRSO2, TRNOX, TRNOXOS, TRSO2G1 | Combustion turbine | Pipeline Natural Gas |  | Water Injection | Electric Utility |  | 0.0904 | 0.239 | 5793.554 | 0.112 | 0.334 | 7988.41 | 0.1594 | 4.451 | 89487.9 | 0.1799 | 1.929 | 37413.5 | 0.1705 | 4.852 | 87026.2 | 0.2253 | 0.49 | 8395.1 | 0.4484 | 0.089 | 1064.9 | 0.1571 | 0.531 | 12201.3 | 0.2069 | 1.1 | 24839.7 | 0.1458 | 2.4 | 64132.7 | 1.5 | Water Injection | Low Ozone Season Rate | 0.0904 | 0.0904 | 0.5 |  |  | 0.5
IL | Shelby County | 55237 | SCE7 | Shelby | 2001-01-01 | 444 | 60 | 39.2794 | -88.4772 | ARP, CAIRNOX, CAIROS, CAIRSO2, TRNOX, TRNOXOS, TRSO2G1 | Combustion turbine | Pipeline Natural Gas |  | Water Injection | Electric Utility |  | 0.0982 | 0.329 | 7874.028 | 0.0903 | 0.373 | 9828.146 | 0.1423 | 3.877 | 82247.1 | 0.2404 | 1.5 | 26619.6 | 0.1426 | 3.695 | 74873.1 | 0.1264 | 0.178 | 4285.1 | 0.164 | 0.078 | 1979 | 0.073 | 0.336 | 9213.8 | 0.2107 | 0.8 | 12754.6 | 0.155 | 2.6 | 66406.9 | 0.8 | Water Injection | Low Ozone Season Rate | 0.073 | 0.073 | 0.3 |  |  | 0.3
IL | Shelby County | 55237 | SCE8 | Shelby | 2001-01-01 | 444 | 60 | 39.2794 | -88.4772 | ARP, CAIRNOX, CAIROS, CAIRSO2, TRNOX, TRNOXOS, TRSO2G1 | Combustion turbine | Pipeline Natural Gas |  | Water Injection | Electric Utility |  | 0.1031 | 0.389 | 8915.297 | 0.1101 | 0.295 | 7439.523 | 0.127 | 3.32 | 75416.6 | 0.1861 | 1.639 | 30209.2 | 0.1351 | 3.548 | 78257.8 | 0.1357 | 0.355 | 8158.4 | 0.3304 | 0.046 | 1038 | 0.1905 | 0.503 | 11134.9 | 0.1793 | 1.1 | 20136.8 | 0.1513 | 2.5 | 66853.8 | 1.2 | Water Injection | Low Ozone Season Rate | 0.1031 | 0.1031 | 0.6 |  |  | 0.6
IL | Southeast Chicago Energy Project | 55281 | CTG10 | Cook | 2002-07-01 | 467 | 50.9 | 41.7181 | -87.5449 | ARP, CAIRNOX, CAIROS, CAIRSO2, TRNOX, TRNOXOS, TRSO2G1 | Combustion turbine | Pipeline Natural Gas |  | Dry Low NOx Burners | Electric Utility |  | 0.2515 | 1.442 | 15965.1 | 0.3685 | 1.287 | 18540.8 | 0.3706 | 0.598 | 7863.9 | 0.3759 | 1.461 | 13198 | 0.3816 | 1.069 | 10089.7 | 0.315 | 1.048 | 12010.9 | 0.2749 | 0.387 | 4237.2 | 0.0322 | 0.241 | 15009.1 | 0.2229 | 1.2 | 17039.8 | 0.1725 | 3 | 54375.8 | 1 | Dry Low NOx Burners | Low Ozone Season Rate | 0.0322 | 0.0322 | 0.2 |  |  | 0.2
IL | Southeast Chicago Energy Project | 55281 | CTG11 | Cook | 2002-07-01 | 467 | 50.9 | 41.7181 | -87.5449 | ARP, CAIRNOX, CAIROS, CAIRSO2, TRNOX, TRNOXOS, TRSO2G1 | Combustion turbine | Pipeline Natural Gas |  | Dry Low NOx Burners | Electric Utility |  | 0.2141 | 0.682 | 13310.8 | 0.3675 | 2.251 | 24580.2 | 0.42 | 0.884 | 8273.4 | 0.3991 | 1.528 | 13359 | 0.2973 | 1.178 | 12231 | 0.398 | 0.946 | 9017 | 0.2749 | 0.386 | 4256 | 0.0637 | 0.134 | 8200 | 0.2445 | 1.6 | 18117.9 | 0.2082 | 3 | 47074.9 | 1.1 | Dry Low NOx Burners | Low Ozone Season Rate | 0.0637 | 0.0637 | 0.4 |  |  | 0.4
IL | Southeast Chicago Energy Project | 55281 | CTG12 | Cook | 2002-07-01 | 467 | 50.9 | 41.7181 | -87.5449 | ARP, CAIRNOX, CAIROS, CAIRSO2, TRNOX, TRNOXOS, TRSO2G1 | Combustion turbine | Pipeline Natural Gas |  | Dry Low NOx Burners | Electric Utility |  | 0.2884 | 1.199 | 12656.3 | 0.2359 | 2.188 | 27920.2 | 0.385 | 1.06 | 8217.4 | 0.4329 | 1.918 | 12143.5 | 0.2711 | 1.176 | 13114.9 | 0.3831 | 1.29 | 11725.3 | 0.2749 | 0.366 | 4176.5 | 0.0624 | 0.131 | 8170.8 | 0.2186 | 1.2 | 17603.9 | 0.2027 | 2.9 | 45625.5 | 1 | Dry Low NOx Burners | Low Ozone Season Rate | 0.0624 | 0.0624 | 0.3 |  |  | 0.3
IL | Southeast Chicago Energy Project | 55281 | CTG5 | Cook | 2002-07-01 | 467 | 50.9 | 41.7181 | -87.5449 | ARP, CAIRNOX, CAIROS, CAIRSO2, TRNOX, TRNOXOS, TRSO2G1 | Combustion turbine | Pipeline Natural Gas |  | Dry Low NOx Burners | Electric Utility |  | 0.2531 | 0.781 | 12444.6 | 0.2265 | 1.829 | 24959.4 | 0.3999 | 0.78 | 7471.7 | 0.2894 | 1.309 | 15302.7 | 0.2854 | 1.823 | 23702.5 | 0.4203 | 1.225 | 9294.8 | 0.2825 | 0.646 | 6277.3 | 0.0555 | 0.382 | 23228.7 | 0.2594 | 1.7 | 19026.2 | 0.2398 | 3.5 | 45782.4 | 1.1 | Dry Low NOx Burners | Low Ozone Season Rate | 0.0555 | 0.0555 | 0.4 |  |  | 0.4
IL | Southeast Chicago Energy Project | 55281 | CTG6 | Cook | 2002-07-01 | 467 | 50.9 | 41.7181 | -87.5449 | ARP, CAIRNOX, CAIROS, CAIRSO2, TRNOX, TRNOXOS, TRSO2G1 | Combustion turbine | Pipeline Natural Gas |  | Dry Low NOx Burners | Electric Utility |  | 0.2138 | 0.846 | 13555.7 | 0.3685 | 1.715 | 17185.7 | 0.3716 | 0.863 | 7720.6 | 0.2737 | 1.122 | 15182.5 | 0.2594 | 1.731 | 21541.9 | 0.35 | 1.915 | 15683.7 | 0.2749 | 0.347 | 4098.7 | 0.0421 | 0.405 | 25246.1 | 0.2352 | 1.5 | 18458.7 | 0.2063 | 3.2 | 48935.6 | 1.1 | Dry Low NOx Burners | Low Ozone Season Rate | 0.0421 | 0.0421 | 0.3 |  |  | 0.3
IL | Southeast Chicago Energy Project | 55281 | CTG7 | Cook | 2002-07-01 | 467 | 50.9 | 41.7181 | -87.5449 | ARP, CAIRNOX, CAIROS, CAIRSO2, TRNOX, TRNOXOS, TRSO2G1 | Combustion turbine | Pipeline Natural Gas |  | Dry Low NOx Burners | Electric Utility |  | 0.2264 | 1.12 | 13320.6 | 0.2576 | 2.014 | 25586.3 | 0.3866 | 1.033 | 7665.5 | 0.3072 | 1.425 | 14325.5 | 0.2626 | 1.462 | 17962.4 | 0.3719 | 1.995 | 16578.5 | 0.2749 | 0.345 | 4127.3 | 0.032 | 0.303 | 18895.1 | 0.2491 | 1.2 | 15815.7 | 0.2025 | 3.1 | 47692.7 | 0.9 | Dry Low NOx Burners | Low Ozone Season Rate | 0.032 | 0.032 | 0.2 |  |  | 0.2
IL | Southeast Chicago Energy Project | 55281 | CTG8 | Cook | 2002-07-01 | 467 | 50.9 | 41.7181 | -87.5449 | ARP, CAIRNOX, CAIROS, CAIRSO2, TRNOX, TRNOXOS, TRSO2G1 | Combustion turbine | Pipeline Natural Gas |  | Dry Low NOx Burners | Electric Utility |  | 0.2861 | 1.24 | 13555 | 0.4348 | 1.59 | 17121.9 | 0.4061 | 0.974 | 6459.2 | 0.3133 | 1.559 | 13684 | 0.2453 | 1.68 | 22535.5 | 0.374 | 1.161 | 10853.6 | 0.3357 | 0.3 | 3469.4 | 0.0712 | 0.339 | 19256.4 | 0.3103 | 1.1 | 11958.9 | 0.2086 | 2.9 | 42982.5 | 0.7 | Dry Low NOx Burners | Low Ozone Season Rate | 0.0712 | 0.0712 | 0.2 |  |  | 0.2
IL | Southeast Chicago Energy Project | 55281 | CTG9 | Cook | 2002-07-01 | 467 | 50.9 | 41.7181 | -87.5449 | ARP, CAIRNOX, CAIROS, CAIRSO2, TRNOX, TRNOXOS, TRSO2G1 | Combustion turbine | Pipeline Natural Gas |  | Dry Low NOx Burners | Electric Utility |  | 0.2139 | 0.883 | 13768.6 | 0.241 | 1.924 | 24475.9 | 0.3827 | 0.57 | 7293.1 | 0.3767 | 1.471 | 13584.4 | 0.2603 | 1.619 | 19113 | 0.389 | 1.1 | 12103.6 | 0.2749 | 0.39 | 4220.4 | 0.0657 | 0.244 | 14745.1 | 0.2154 | 1.6 | 21051.2 | 0.2049 | 3.1 | 47961.4 | 1.2 | Dry Low NOx Burners | Low Ozone Season Rate | 0.0657 | 0.0657 | 0.5 |  |  | 0.5
IL | Tilton Power Station | 7760 | 1 | Vermilion | 1999-05-05 | 630 | 47 | 40.1063 | -87.6539 | ARP, CAIRNOX, CAIROS, CAIRSO2, TRNOX, TRNOXOS, TRSO2G1 | Combustion turbine | Pipeline Natural Gas |  | Water Injection | Electric Utility |  | 0.0939 | 4.852 | 112394.781 | 0.1021 | 1.881 | 39964.599 | 0.0975 | 9.882 | 227512.144 | 0.1266 | 4.859 | 81168.718 | 0.1173 | 6.199 | 112911.735 | 0.1201 | 5.397 | 97249.108 | 0.0994 | 2.476 | 53290.64 | 0.0875 | 1.638 | 39317.172 | 0.1013 | 1.1 | 22781.8 | 0.1045 | 12.8 | 253224.5 | 1 | Water Injection | Low Ozone Season Rate | 0.0875 | 0.0875 | 1 |  |  | 1
IL | Tilton Power Station | 7760 | 2 | Vermilion | 1999-05-19 | 630 | 47 | 40.1063 | -87.6539 | ARP, CAIRNOX, CAIROS, CAIRSO2, TRNOX, TRNOXOS, TRSO2G1 | Combustion turbine | Pipeline Natural Gas |  | Water Injection | Electric Utility |  | 0.0928 | 5.887 | 136183.453 | 0.0923 | 2.104 | 47870.361 | 0.0953 | 9.646 | 225163.869 | 0.1056 | 3.966 | 80819.393 | 0.0836 | 4.108 | 107729.959 | 0.0989 | 4.358 | 99968.832 | 0.0957 | 2.248 | 48161.885 | 0.0798 | 1.172 | 31485.567 | 0.0895 | 1.2 | 26493.1 | 0.1047 | 14.1 | 275843.9 | 1.1 | Water Injection | Low Ozone Season Rate | 0.0798 | 0.0798 | 1.1 |  |  | 1.1
IL | Tilton Power Station | 7760 | 3 | Vermilion | 1999-05-24 | 630 | 47 | 40.1063 | -87.6539 | ARP, CAIRNOX, CAIROS, CAIRSO2, TRNOX, TRNOXOS, TRSO2G1 | Combustion turbine | Pipeline Natural Gas |  | Water Injection | Electric Utility |  | 0.0856 | 5.794 | 149341.726 | 0.113 | 3.315 | 63697.037 | 0.1022 | 10.432 | 220771.758 | 0.0986 | 3.978 | 84384.339 | 0.101 | 4.781 | 99807.977 | 0.0978 | 4.268 | 94820.937 | 0.0825 | 1.876 | 49262.862 | 0.0794 | 2.371 | 65197.243 | 0.1003 | 1 | 21168.5 | 0.1045 | 13.4 | 258857.5 | 0.9 | Water Injection | Low Ozone Season Rate | 0.0794 | 0.0794 | 0.8 |  |  | 0.8
IL | Tilton Power Station | 7760 | 4 | Vermilion | 1999-06-09 | 630 | 47 | 40.1063 | -87.6539 | ARP, CAIRNOX, CAIROS, CAIRSO2, TRNOX, TRNOXOS, TRSO2G1 | Combustion turbine | Pipeline Natural Gas |  | Water Injection | Electric Utility |  | 0.0982 | 6.756 | 146337.053 | 0.1076 | 3.509 | 68189.59 | 0.1121 | 10.988 | 212157.783 | 0.1147 | 4.474 | 81647.674 | 0.1194 | 5.868 | 102996.694 | 0.1064 | 4.735 | 95543.528 | 0.1061 | 1.962 | 37872.919 | 0.0948 | 0.885 | 19367.583 | 0.0976 | 8.4 | 174080.7 | 0.101 | 12.1 | 243285.2 | 7.5 | Water Injection | Low Ozone Season Rate | 0.0948 | 0.0948 | 8.2 |  |  | 8.2
IL | University Park Energy | 55250 | UP1 | Will | 2001-05-14 | 300 | 57 | 41.4405 | -87.7528 | ARP, CAIRNOX, CAIROS, CAIRSO2, TRNOX, TRNOXOS, TRSO2G1 | Combustion turbine | Pipeline Natural Gas |  | Water Injection | Electric Utility |  | 0.15 | 0.534 | 7119.7 | 0.15 | 1.219 | 16250.4 | 0.15 | 7.559 | 100780.7 | 0.0869 | 6.207 | 142784.4 | 0.084 | 5.43 | 129231.7 | 0.0954 | 3.625 | 80412.4 | 0.0901 | 1.071 | 23725 | 0.0871 | 1.423 | 33775.2 | 0.0861 | 2.9 | 67761.5 | 0.1055 | 5.1 | 99218 | 6.2 | Water Injection | Low Ozone Season Rate | 0.084 | 0.084 | 2.8 |  |  | 2.8
IL | University Park Energy | 55250 | UP10 | Will | 2001-05-25 | 300 | 57 | 41.4405 | -87.7528 | ARP, CAIRNOX, CAIROS, CAIRSO2, TRNOX, TRNOXOS, TRSO2G1 | Combustion turbine | Pipeline Natural Gas |  | Water Injection | Electric Utility |  | 0.15 | 0.33 | 4393.6 | 0.1499 | 2.234 | 29788.7 | 0.15 | 7.058 | 94110 | 0.0783 | 5.137 | 131306.4 | 0.079 | 6.332 | 160349.7 | 0.0942 | 2.612 | 57175.4 | 0.0791 | 0.713 | 18046.6 | 0.0827 | 1.019 | 25473 | 0.0818 | 2.2 | 55896.9 | 0.1015 | 4.4 | 87281.8 | 5.1 | Water Injection | Low Ozone Season Rate | 0.0783 | 0.0783 | 2.1 |  |  | 2.1
IL | University Park Energy | 55250 | UP11 | Will | 2001-07-14 | 300 | 57 | 41.4405 | -87.7528 | ARP, CAIRNOX, CAIROS, CAIRSO2, TRNOX, TRNOXOS, TRSO2G1 | Combustion turbine | Pipeline Natural Gas |  | Water Injection | Electric Utility |  | 0.15 | 0.386 | 5139 | 0.15 | 1.833 | 24431.4 | 0.15 | 5.847 | 77965.3 | 0.074 | 4.494 | 121457.9 | 0.074 | 6.153 | 166416.4 | 0.0859 | 2.639 | 65769.9 | 0.074 | 0.7 | 18916.1 | 0.0815 | 0.978 | 26261.5 | 0.0743 | 2.3 | 61645.9 | 0.1058 | 4.9 | 95002.5 | 5.6 | Water Injection | Low Ozone Season Rate | 0.074 | 0.074 | 2.3 |  |  | 2.3
IL | University Park Energy | 55250 | UP12 | Will | 2001-07-14 | 300 | 57 | 41.4405 | -87.7528 | ARP, CAIRNOX, CAIROS, CAIRSO2, TRNOX, TRNOXOS, TRSO2G1 | Combustion turbine | Pipeline Natural Gas |  | Water Injection | Electric Utility |  | 0.15 | 0.386 | 5139 | 0.15 | 1.833 | 24432.3 | 0.15 | 5.84 | 77869.6 | 0.0724 | 4.466 | 124030.8 | 0.081 | 6.395 | 157857.3 | 0.0925 | 2.234 | 52617.5 | 0.0889 | 0.782 | 18553.4 | 0.0848 | 1.049 | 25824.3 | 0.0812 | 2.5 | 62171.9 | 0.1014 | 4.7 | 93611.4 | 5.6 | Water Injection | Low Ozone Season Rate | 0.0724 | 0.0724 | 2.3 |  |  | 2.3
IL | University Park Energy | 55250 | UP2 | Will | 2001-05-14 | 300 | 57 | 41.4405 | -87.7528 | ARP, CAIRNOX, CAIROS, CAIRSO2, TRNOX, TRNOXOS, TRSO2G1 | Combustion turbine | Pipeline Natural Gas |  | Water Injection | Electric Utility |  | 0.15 | 0.535 | 7133.8 | 0.1573 | 1.105 | 13806.7 | 0.15 | 6.909 | 92114 | 0.0776 | 5.665 | 146147.9 | 0.079 | 5.183 | 131216.3 | 0.0906 | 3.139 | 75523 | 0.0854 | 0.937 | 23362.6 | 0.0822 | 1.303 | 32827.5 | 0.0811 | 2.7 | 68737.9 | 0.1055 | 5 | 98708.7 | 6.2 | Water Injection | Low Ozone Season Rate | 0.0776 | 0.0776 | 2.6 |  |  | 2.6
IL | University Park Energy | 55250 | UP3 | Will | 2001-05-05 | 300 | 57 | 41.4405 | -87.7528 | ARP, CAIRNOX, CAIROS, CAIRSO2, TRNOX, TRNOXOS, TRSO2G1 | Combustion turbine | Pipeline Natural Gas |  | Water Injection | Electric Utility |  | 0.15 | 0.554 | 7385.3 | 0.15 | 2.265 | 30193.1 | 0.1501 | 7.757 | 103415 | 0.0747 | 4.328 | 115845.6 | 0.074 | 6.556 | 177304.2 | 0.0954 | 3.037 | 72936.7 | 0.0806 | 0.922 | 22871.6 | 0.0774 | 1.195 | 32104.7 | 0.0781 | 2.7 | 72535.7 | 0.1 | 4.9 | 98318.2 | 6.6 | Water Injection | Low Ozone Season Rate | 0.074 | 0.074 | 2.6 |  |  | 2.6
IL | University Park Energy | 55250 | UP4 | Will | 2001-05-05 | 300 | 57 | 41.4405 | -87.7528 | ARP, CAIRNOX, CAIROS, CAIRSO2, TRNOX, TRNOXOS, TRSO2G1 | Combustion turbine | Pipeline Natural Gas |  | Water Injection | Electric Utility |  | 0.15 | 0.565 | 7532.9 | 0.1536 | 2.165 | 28496.6 | 0.1501 | 7.691 | 102533.3 | 0.0756 | 4.07 | 108094.2 | 0.081 | 6.938 | 171207.1 | 0.0915 | 3.018 | 71075.8 | 0.0809 | 0.911 | 22518.4 | 0.081 | 1.203 | 29720.6 | 0.081 | 2.7 | 65815.9 | 0.1 | 4.6 | 91362.9 | 6 | Water Injection | Low Ozone Season Rate | 0.0756 | 0.0756 | 2.5 |  |  | 2.5
IL | University Park Energy | 55250 | UP5 | Will | 2001-05-11 | 300 | 57 | 41.4405 | -87.7528 | ARP, CAIRNOX, CAIROS, CAIRSO2, TRNOX, TRNOXOS, TRSO2G1 | Combustion turbine | Pipeline Natural Gas |  | Water Injection | Electric Utility |  | 0.15 | 0.563 | 7505.3 | 0.1536 | 2.294 | 30365.4 | 0.15 | 7.034 | 93781.5 | 0.0726 | 4.031 | 112185.6 | 0.084 | 7.697 | 183277.7 |  |  |  | 0.1005 | 0.766 | 16839 | 0.0952 | 1.177 | 25956.1 | 0.0886 | 2.5 | 59440.8 | 0.1053 | 3.9 | 77008.9 | 5.4 | Water Injection | Low Ozone Season Rate | 0.0726 | 0.0726 | 2.1 |  |  | 2.1
IL | University Park Energy | 55250 | UP6 | Will | 2001-05-11 | 300 | 57 | 41.4405 | -87.7528 | ARP, CAIRNOX, CAIROS, CAIRSO2, TRNOX, TRNOXOS, TRSO2G1 | Combustion turbine | Pipeline Natural Gas |  | Water Injection | Electric Utility |  | 0.15 | 0.563 | 7505.3 | 0.1537 | 2.231 | 29522.2 | 0.15 | 6.997 | 93281.3 | 0.0729 | 4.098 | 112967.6 | 0.079 | 7.069 | 178969.2 | 0.0925 | 2.911 | 64667.9 | 0.0832 | 0.765 | 18873.5 | 0.0827 | 1.034 | 25989.4 | 0.0835 | 2.5 | 64015.9 | 0.1 | 1.6 | 31067.1 | 5.8 | Water Injection | Low Ozone Season Rate | 0.0729 | 0.0729 | 2.2 |  |  | 2.2
IL | University Park Energy | 55250 | UP7 | Will | 2001-05-12 | 300 | 57 | 41.4405 | -87.7528 | ARP, CAIRNOX, CAIROS, CAIRSO2, TRNOX, TRNOXOS, TRSO2G1 | Combustion turbine | Pipeline Natural Gas |  | Water Injection | Electric Utility |  | 0.15 | 0.612 | 8154.5 | 0.1501 | 2.091 | 27877.1 | 0.15 | 6.702 | 89368.5 | 0.0781 | 3.897 | 99355.6 | 0.074 | 5.176 | 139991.5 | 0.082 | 2.646 | 66963.2 | 0.0787 | 0.545 | 14650.4 | 0.0889 | 1.395 | 35094.1 | 0.074 | 2.5 | 66418.6 | 0.1014 | 5 | 98856.4 | 6 | Water Injection | Low Ozone Season Rate | 0.074 | 0.074 | 2.5 |  |  | 2.5
IL | University Park Energy | 55250 | UP8 | Will | 2001-05-12 | 300 | 57 | 41.4405 | -87.7528 | ARP, CAIRNOX, CAIROS, CAIRSO2, TRNOX, TRNOXOS, TRSO2G1 | Combustion turbine | Pipeline Natural Gas |  | Water Injection | Electric Utility |  | 0.15 | 0.612 | 8154.5 | 0.1501 | 2.091 | 27877.1 | 0.15 | 6.617 | 88228.1 | 0.0807 | 0.699 | 17332.6 | 0.081 | 5.312 | 131051.5 | 0.0951 | 2.635 | 60187.6 | 0.0939 | 0.347 | 8350.4 | 0.093 | 1.326 | 32089.4 | 0.0855 | 2.6 | 63232 | 0.1014 | 4.7 | 94107.2 | 5.7 | Water Injection | Low Ozone Season Rate | 0.0807 | 0.0807 | 2.4 |  |  | 2.4
IL | University Park Energy | 55250 | UP9 | Will | 2001-05-25 | 300 | 57 | 41.4405 | -87.7528 | ARP, CAIRNOX, CAIROS, CAIRSO2, TRNOX, TRNOXOS, TRSO2G1 | Combustion turbine | Pipeline Natural Gas |  | Water Injection | Electric Utility |  | 0.15 | 0.412 | 5489.7 | 0.15 | 2.236 | 29813.8 | 0.15 | 7.083 | 94445.2 | 0.0782 | 5.124 | 131514.3 | 0.084 | 7.109 | 169220.7 | 0.084 | 0.024 | 581.6 | 0.0839 | 0.789 | 18791.1 | 0.0947 | 1.297 | 29371.5 | 0.0866 | 2.7 | 62976.5 | 0.1029 | 4.9 | 96560 | 5.7 | Water Injection | Low Ozone Season Rate | 0.0782 | 0.0782 | 2.4 |  |  | 2.4
IL | Venice | 913 | CT03 | Madison | 2005-05-28 | 2121 | 200 | 38.6642 | -90.1764 | ARP, CAIRNOX, CAIROS, CAIRSO2, TRNOX, TRNOXOS, TRSO2G1 | Combustion turbine | Pipeline Natural Gas |  | Dry Low NOx Burners<br>Water Injection | Electric Utility | [7 empty] | 0.0595 | 17.8 | 653014.472 | 0.0503 | 7.985 | 379672.017 | 0.0501 | 17.044 | 782347.393 | 0.0466 | 9.705 | 460232.387 | 0.0435 | 2.82 | 139781.28 | 0.0449 | 12.486 | 625041.9 | 0.0423 | 8.2 | 428017.8 | 0.0421 | 13.9 | 726086.2 | 5.5 | Dry Low NOx Burners<br>Water Injection | Low Ozone Season Rate | 0.0421 | 0.0421 | 8.1 |  |  | 8.1
IL | Venice | 913 | CT04 | Madison | 2005-05-24 | 2121 | 200 | 38.6642 | -90.1764 | ARP, CAIRNOX, CAIROS, CAIRSO2, TRNOX, TRNOXOS, TRSO2G1 | Combustion turbine | Pipeline Natural Gas |  | Dry Low NOx Burners<br>Water Injection | Electric Utility | [7 empty] | 0.0569 | 17.212 | 651004.315 | 0.0495 | 9.171 | 415815.545 | 0.0494 | 19.398 | 878406.589 | 0.0427 | 8.776 | 451068.568 | 0.0404 | 2.475 | 131151.441 | 0.0413 | 13.081 | 688209.305 | 0.0401 | 9.6 | 503057.5 | 0.0403 | 14.4 | 760679.2 | 6.5 | Dry Low NOx Burners<br>Water Injection | Low Ozone Season Rate | 0.0401 | 0.0401 | 9.6 |  |  | 9.6
IL | Venice | 913 | CT05 | Madison | 2005-10-19 | 1524 | 125 | 38.6642 | -90.1764 | ARP, CAIRNOX, CAIROS, CAIRSO2, TRNOX, TRNOXOS, TRSO2G1 | Combustion turbine | Pipeline Natural Gas |  | Dry Low NOx Burners<br>Water Injection | Electric Utility | [10 empty] | 0.0507 | 1.513 | 78020.937 | 0.0378 | 3.372 | 213150.125 | 0.0491 | 1.345 | 67178.966 | 0.0686 | 0.508 | 21303.229 | 0.0455 | 3.985 | 204095.921 | 0.0456 | 2.9 | 154080.4 | 0.0431 | 5 | 263985.6 | 2.8 | Dry Low NOx Burners<br>Water Injection | Low Ozone Season Rate | 0.0378 | 0.0431 | 2.8 |  |  | 2.8
IL | Venice | 913 | CT1 | Madison | 1967-01-01 | 518 | 37.5 | 38.6642 | -90.1764 | CAIRNOX, CAIROS, CAIRSO2 | Combustion turbine | Diesel Oil |  |  | Electric Utility | [31 empty] | 0 |  | Low Ozone Season Rate | 0 | 0 | 0 |  |  | 0
IL | Venice | 913 | CT2A | Madison | 2002-05-10 | 305 | 61 | 38.6642 | -90.1764 | ARP, CAIRNOX, CAIROS, CAIRSO2, TRNOX, TRNOXOS, TRSO2G1 | Combustion turbine | Pipeline Natural Gas | Diesel Oil |  | Electric Utility |  | 0.0999 | 0.741 | 16635.099 | 0.097 | 0.57 | 13362.104 | 0.0915 | 4.049 | 96140.6 | 0.0934 | 3.861 | 86875.075 | 0.1026 | 5.361 | 113373.964 | 0.096 | 1.144 | 25608.917 | 0.096 | 1.283 | 29359.603 | 0.0948 | 3.338 | 79111.437 | 0.0908 | 4.1 | 100294 | 0.0938 | 2.8 | 66566.6 | 9 |  | Low Ozone Season Rate | 0.0908 | 0.0908 | 4.1 |  |  | 4.1
IL | Venice | 913 | CT2B | Madison | 2002-05-10 | 305 | 61 | 38.6642 | -90.1764 | ARP, CAIRNOX, CAIROS, CAIRSO2, TRNOX, TRNOXOS, TRSO2G1 | Combustion turbine | Pipeline Natural Gas | Diesel Oil |  | Electric Utility |  | 0.1071 | 0.782 | 16255.143 | 0.1009 | 0.592 | 12460.836 | 0.0792 | 3.641 | 100755.505 | 0.0857 | 3.362 | 81887.166 | 0.0839 | 4.151 | 109965.68 | 0.0886 | 1.206 | 29306.23 | 0.0972 | 1.18 | 27215.74 | 0.0952 | 3.208 | 78216.802 | 0.0935 | 4 | 96851.6 | 0.0999 | 2.8 | 66104.4 | 8.6 |  | Low Ozone Season Rate | 0.0792 | 0.0792 | 3.4 |  |  | 3.4
IL | Vermilion Power Station | 897 | 1 | Vermilion | 1955-05-19 | 785 | 75 | 40.1781 | -87.7481 | ARP, NBP | Tangentially-fired | Coal | Pipeline Natural Gas | Low NOx Burner Technology w/ Separated OFA | Electric Utility | Electric Services | 0.425 | 405.152 | 1933174.748 | 0.2759 | 189.977 | 1458974.84 | 0.2913 | 217.36 | 1614650.769 | 0.2012 | 162.338 | 1700300.598 | 0.2697 | 181.135 | 1499331.813 | 0.2369 | 203.043 | 1928925.238 | 0.2703 | 105.998 | 881328.154 | 0.2742 | 157.227 | 1345123.354 |  |  |  | 0.056 | 121.1 | 4297033 | 0 |  | Low Ozone Season Rate | 0.056 | 0.056 | 0 | Shutdown | Gas Combined Cycle Replacement/No operation 2011 | 0 | 0
IL | Vermilion Power Station | 897 | 2 | Vermilion | 1956-11-25 | 1167 | 108.8 | 40.1781 | -87.7481 | ARP, NBP | Tangentially-fired | Coal | Pipeline Natural Gas | Low NOx Burner Technology w/ Separated OFA | Electric Utility | Electric Services | 0.4236 | 484.581 | 2339060.844 | 0.3058 | 274.282 | 1915229.51 | 0.3153 | 246.622 | 1693386.789 | 0.2076 | 222.496 | 2344773.608 | 0.2694 | 305.4 | 2624654.64 | 0.2398 | 287.346 | 2807538.749 | 0.2917 | 280.881 | 2276641.903 | 0.2869 | 306.407 | 2606647.693 |  |  |  | 0.0577 | 106.7 | 3727167.8 | 0 |  | Low Ozone Season Rate | 0.0577 | 0.0577 | 0 | Shutdown | Gas Combined Cycle Replacement/No operation 2011 | 0 | 0
IL | Waukegan | 883 | 7 | Lake | 1958-06-11 | 4239 | 326.4 | 42.3833 | -87.8133 | ARP, NBP | Tangentially-fired | Coal |  | Low NOx Burner Technology w/ Closed-coupled/Separated OFA | Electric Utility | Electric Services | 0.1316 | 516.976 | 8087705.775 | 0.1241 | 502.986 | 8392777.375 | 0.1257 | 582.877 | 9524772.35 | 0.132 | 633.885 | 9871176.3 | 0.118 | 504.624 | 8828847 | 0.1462 | 655.964 | 9218289.725 | 0.1397 | 616.081 | 8905341.925 | 0.1228 | 539.138 | 8960855.975 | 0.1414 | 516.9 | 7740489.2 | 0.1117 | 383.9 | 6856018 | 49.7 |  | New SCR | 0.1117 | 0.06 | 219.3 |  |  | 219.3
IL | Waukegan | 883 | 8 | Lake | 1962-07-02 | 4947 | 355.3 | 42.3833 | -87.8133 | ARP, NBP | Tangentially-fired | Coal |  | Low NOx Burner Technology w/ Closed-coupled/Separated OFA | Electric Utility | Electric Services | 0.1396 | 478.094 | 7096172.35 | 0.1284 | 469.53 | 7537591.975 | 0.1278 | 642.862 | 10500000 | 0.1227 | 621.227 | 10800000 | 0.1157 | 567.527 | 9995067.075 | 0.117 | 566.998 | 10100000 | 0.1276 | 631.877 | 10400000 | 0.1354 | 659.183 | 10100000 | 0.1333 | 676 | 11200000 | 0.1114 | 437.9 | 7961710.8 | 61.9 |  | New SCR | 0.1114 | 0.06 | 304.3 |  |  | 304.3
IL | Waukegan | 883 | 17 | Lake | 1952-01-14 | 1314 | 121 | 42.3833 | -87.8133 | ARP, NBP | Cyclone boiler | Coal |  | Overfire Air | Electric Utility | Electric Services | 0.6205 | 863.646 | 2782422.075 | 0.6507 | 747.653 | 2327192.725 | 0.657 | 699.5 | 2136044.45 | 0.7489 | 901.723 | 2410548.15 | 0.7134 | 1058.626 | 2942551.25 | [15 empty] | 0 |  | New SNCR | 0.6205 | 0.3723 | 0 |  |  | 0
IL | Waukegan | 883 | 311 | Lake | 1968-07-11 | 553 | 28 | 42.3833 | -87.8133 | CAIRNOX, CAIROS, CAIRSO2, TRNOX, TRNOXOS, TRSO2G1 | Combustion turbine | Diesel Oil |  |  | Electric Utility |  | 1.2 | 0.332 | 552.6 | 1.2 | 0.663 | 1105.2 | 1.2 | 2.652 | 4420.8 | 1.2 | 1.989 | 3315.6 | 1.2 | 0.995 | 1657.8 | 1.2 | 1.989 | 3315.6 | 1.2 | 0.663 | 1105.4 | 1.2003 | 0.388 | 646.6 | 1.1992 | 0.4 | 740.5 | 1.2 | 1.6 | 2746.4 | 0 | None Reported | Water Injection | 1.1992 | 0.1364 | 0.1 |  |  | 0.1
IL | Waukegan | 883 | 312 | Lake | 1968-07-11 | 553 | 28 | 42.3833 | -87.8133 | CAIRNOX, CAIROS, CAIRSO2, TRNOX, TRNOXOS, TRSO2G1 | Combustion turbine | Diesel Oil |  |  | Electric Utility |  | 1.2 | 0.663 | 1105.2 | 1.2 | 0.663 | 1105.2 | 1.2 | 6.631 | 11052 | 1.2 | 1.658 | 2763 | 1.2 | 0.663 | 1105.2 | 1.2 | 1.989 | 3315.6 | 1.2 | 1.99 | 3315.9 | 1.1997 | 0.381 | 635.5 | 1.2 | 1.4 | 2387.2 | 1.2 | 1.8 | 2950.9 | 0.1 | None Reported | Water Injection | 1.1997 | 0.1364 | 0.2 |  |  | 0.2
IL | Waukegan | 883 | 321 | Lake | 1968-07-11 | 553 | 28 | 42.3833 | -87.8133 | CAIRNOX, CAIROS, CAIRSO2, TRNOX, TRNOXOS, TRSO2G1 | Combustion turbine | Diesel Oil |  |  | Electric Utility |  | 1.2 | 0.332 | 552.6 | 1.2 | 0.663 | 1105.2 | 1.2 | 4.973 | 8289 | 1.2 | 1.989 | 3315.6 | 1.2 | 0.663 | 1105.2 | 1.2 | 0.995 | 1657.8 | 1.2 | 0.912 | 1519.7 | 1.1997 | 0.398 | 663.1 | 1.1996 | 0.8 | 1370.5 | 1.2 | 1.4 | 2298.8 | 0.1 | None Reported | Water Injection | 1.1996 | 0.1364 | 0.1 |  |  | 0.1
IL | Waukegan | 883 | 322 | Lake | 1968-07-11 | 553 | 28 | 42.3833 | -87.8133 | CAIRNOX, CAIROS, CAIRSO2, TRNOX, TRNOXOS, TRSO2G1 | Combustion turbine | Diesel Oil |  |  | Electric Utility |  | 1.2 | 0.663 | 1105.2 | 1.2 | 0.663 | 1105.2 | 1.2 | 4.973 | 8289 | 1.2 | 2.321 | 3868.2 | 1.2 | 0.663 | 1105.2 | 1.2 | 0.995 | 1657.8 | 1.2 | 0.746 | 1243.4 | 1.1997 | 0.405 | 674.2 | 1.2 | 1.2 | 2066.7 | 1.2 | 1.3 | 2160.7 | 0.1 | None Reported | Water Injection | 1.1997 | 0.1364 | 0.1 |  |  | 0.1
IL | Will County | 884 | 1 | Will | 1955-07-27 | 1728 | 187.5 | 41.6334 | -88.0626 | ARP, NBP | Cyclone boiler | Coal |  |  | Electric Utility | Electric Services | [6 empty] | 0.4547 | 768.569 | 3420535.725 | 0.3755 | 756.594 | 4029639.3 | 0.3845 | 768.691 | 3977366.625 | 0.3597 | 831.23 | 4622554.125 | 0.3293 | 577.842 | 3500407.55 | 0.3505 | 671.712 | 3814441.625 | [6 empty] | 0 |  | New SNCR | 0.3293 | 0.19758 | 0 | Shutdown | Gas Combined Cycle Replacement/No operation 2011 | 0 | 0
IL | Will County | 884 | 2 | Will | 1955-03-14 | 1712 | 183.7 | 41.6334 | -88.0626 | ARP, NBP | Cyclone boiler | Coal |  |  | Electric Utility | Electric Services | [6 empty] | 0.3978 | 597.347 | 2986742.75 | 0.3823 | 781.381 | 4050361.425 | 0.4107 | 921.642 | 4515570.55 | 0.4246 | 736.807 | 3540962.1 | 0.3484 | 515.666 | 2949272.6 | 0.3465 | 716.554 | 4141094.6 | [6 empty] | 0 |  | New SNCR | 0.3465 | 0.2079 | 0 | Shutdown | Gas Combined Cycle Replacement/No operation 2011 | 0 | 0
IL | Will County | 884 | 3 | Will | 1957-06-28 | 4905 | 299.2 | 41.6334 | -88.0626 | ARP, NBP | Tangentially-fired | Coal |  | Low NOx Burner Technology w/ Closed-coupled/Separated OFA | Electric Utility | Electric Services | 0.1823 | 483.674 | 5626424.2 | 0.1443 | 402.39 | 5895171.7 | 0.1132 | 354.785 | 6424068.575 | 0.1401 | 499.745 | 7213905.725 | 0.1393 | 464.862 | 6869386.8 | 0.1344 | 500.407 | 7666452.95 | 0.1174 | 334.682 | 5877444.425 | 0.1183 | 412.642 | 7091801.225 | 0.1338 | 450 | 7102115.6 | 0.0809 | 236.5 | 5870329.9 | 39.4 | SNCR | New SCR | 0.0809 | 0.06 | 201.8 |  |  | 201.8
IL | Will County | 884 | 4 | Will | 1963-06-25 | 6359 | 598.4 | 41.6334 | -88.0626 | ARP, NBP | Tangentially-fired | Coal |  | Low NOx Burner Technology w/ Closed-coupled/Separated OFA | Electric Utility | Electric Services | 0.1568 | 843.396 | 11800000 | 0.1446 | 777.398 | 11000000 | 0.1461 | 770.922 | 10800000 | 0.1273 | 769.476 | 12000000 | 0.1309 | 812.002 | 12500000 | 0.1198 | 795.703 | 13600000 | 0.1293 | 841.788 | 13100000 | 0.126 | 940.055 | 14700000 | 0.1103 | 610.7 | 11200000 | 0.0762 | 461.6 | 11400000 | 48 | SNCR | New SCR | 0.0762 | 0.06 | 332.2 |  |  | 332.2
IL | Wood River Power Station | 898 | 1 | Madison | 1949-11-01 | 595 | 50 | 38.8639 | -90.1325 | ARP, NBP | Tangentially-fired | Pipeline Natural Gas |  |  | Electric Utility | Electric Services | [6 empty] | 0.1577 | 1.172 | 14388.689 | 0.0928 | 0.077 | 1822.62 | 0.0363 | 0.028 | 1225.383 | [11 empty] | 0 |  |  |  | 0 |  | Low Ozone Season Rate | 0.0363 | 0.0363 | 0 |  |  | 0
IL | Wood River Power Station | 898 | 2 | Madison | 1949-11-01 | 595 | 50 | 38.8639 | -90.1325 | ARP, NBP | Tangentially-fired | Pipeline Natural Gas |  |  | Electric Utility | Electric Services | [6 empty] | 0.1982 | 1.68 | 15619.373 | 0.1149 | 0.103 | 2026.634 | 0.0525 | 0.015 | 557.24 | [11 empty] | 0 |  |  |  | 0 |  | Low Ozone Season Rate | 0.0525 | 0.0525 | 0 |  |  | 0
IL | Wood River Power Station | 898 | 3 | Madison | 1950-05-01 | 595 | 50 | 38.8639 | -90.1325 | ARP, NBP | Tangentially-fired | Pipeline Natural Gas |  |  | Electric Utility | Electric Services | [6 empty] | 0.1998 | 1.119 | 10882.958 | 0.0503 | 0.036 | 1477.395 | 0.0272 | 0.027 | 1399.402 | [11 empty] | 0 |  |  |  | 0 |  | Low Ozone Season Rate | 0.0272 | 0.0272 | 0 |  |  | 0
IL | Wood River Power Station | 898 | 4 | Madison | 1954-05-01 | 1230 | 112.5 | 38.8639 | -90.1325 | ARP, NBP | Tangentially-fired | Coal | Pipeline Natural Gas | Low NOx Burner Technology w/ Separated OFA | Electric Utility | Electric Services | 0.1452 | 158.447 | 2165238.056 | 0.1488 | 209.411 | 2836010.963 | 0.1321 | 208.03 | 3141807.692 | 0.1305 | 216.734 | 3287874.605 | 0.1431 | 244.482 | 3418676.354 | 0.1343 | 212.982 | 3173530.261 | 0.1544 | 260.662 | 3500194.713 | 0.1337 | 246.004 | 3686405.202 | 0.1271 | 189.5 | 3044652.2 | 0.1286 | 187.9 | 2994378.3 | 67.4 |  | New SCR | 0.1271 | 0.06 | 89.4 |  |  | 89.4
IL | Wood River Power Station | 898 | 5 | Madison | 1964-07-31 | 4020 | 387.6 | 38.8639 | -90.1325 | ARP, NBP | Tangentially-fired | Coal | Pipeline Natural Gas | Low NOx Burner Technology w/ Separated OFA | Electric Utility | Electric Services | 0.1483 | 747.708 | 10000000 | 0.1617 | 611.813 | 7692493.888 | 0.1565 | 806.82 | 10400000 | 0.1631 | 897.073 | 11300000 | 0.1463 | 701.729 | 9464790.136 | 0.1588 | 864.304 | 11000000 | 0.1609 | 873.163 | 10900000 | 0.1458 | 851.609 | 11600000 | 0.1462 | 844.8 | 11500000 | 0.1431 | 602.8 | 8410974.3 | 77.7 |  | New SCR | 0.1431 | 0.06 | 346.7 |  |  | 346.7
IL | Zion Energy Center | 55392 | CT-1 | Lake | 2002-05-01 | 2050 | 198.9 | 42.4776 | -87.895 | ARP, CAIRNOX, CAIROS, CAIRSO2, TRNOX, TRNOXOS, TRSO2G1 | Combustion turbine | Pipeline Natural Gas | Diesel Oil | Dry Low NOx Burners<br>Water Injection | Electric Utility |  | 0.0484 | 4.051 | 228211.275 | 0.0509 | 0.889 | 47696.85 | 0.0564 | 2.777 | 138739.35 | 0.0442 | 2.856 | 166761.375 | 0.0393 | 9.692 | 599602.05 | 0.0415 | 8.09 | 492270.454 | 0.0469 | 4.709 | 278018.867 | 0.0447 | 5.708 | 341928.303 | 0.0448 | 5 | 282059.2 | 0.0461 | 12.4 | 679923.3 | 3.7 | Dry Low NOx Burners<br>Water Injection | Low Ozone Season Rate | 0.0393 | 0.0393 | 4.4 |  |  | 4.4
IL | Zion Energy Center | 55392 | CT-2 | Lake | 2002-05-01 | 2050 | 198.9 | 42.4776 | -87.895 | ARP, CAIRNOX, CAIROS, CAIRSO2, TRNOX, TRNOXOS, TRSO2G1 | Combustion turbine | Pipeline Natural Gas | Diesel Oil | Dry Low NOx Burners<br>Water Injection | Electric Utility |  | 0.0422 | 4.963 | 296543.65 | 0.0446 | 1.708 | 96015 | 0.048 | 2.331 | 123054.075 | 0.0458 | 2.926 | 167761.675 | 0.0412 | 10.159 | 624349.725 | 0.0401 | 7.668 | 475771.881 | 0.0437 | 4.422 | 278110.02 | 0.0425 | 7.264 | 433881.948 | 0.0379 | 5.5 | 356359.6 | 0.0399 | 3.4 | 213478.2 | 4.7 | Dry Low NOx Burners<br>Water Injection | Low Ozone Season Rate | 0.0379 | 0.0379 | 5.5 |  |  | 5.5
IL | Zion Energy Center | 55392 | CT-3 | Lake | 2003-05-19 | 2050 | 198.9 | 42.4776 | -87.895 | ARP, CAIRNOX, CAIROS, CAIRSO2, TRNOX, TRNOXOS, TRSO2G1 | Combustion turbine | Pipeline Natural Gas | Diesel Oil | Dry Low NOx Burners<br>Water Injection | Electric Utility |  | 0.1224 | 33.173 | 521851.375 | 0.0425 | 3.068 | 182849.75 | 0.0564 | 1.988 | 95701.6 | 0.0546 | 2.453 | 129238.625 | 0.0411 | 10.323 | 633523.675 | 0.0457 | 4.415 | 262824.115 | 0.045 | 9.814 | 576606.213 | 0.0424 | 10.786 | 669504.099 | 0.0409 | 8.6 | 530842.7 | 0.0441 | 9.1 | 532300.3 | 7.1 | Dry Low NOx Burners<br>Water Injection | Low Ozone Season Rate | 0.0409 | 0.0409 | 8.6 |  |  | 8.6
IN | A B Brown Generating Station | 6137 | 1 | Posey | 1979-04-19 | 3632 | 265.2 | 37.9053 | -87.715 | ARP, NBP | Dry bottom wall-fired boiler | Coal |  |  | Electric Utility | Electric Services | 0.4046 | 1378.68 | 6881251.809 | 0.403 | 1154.714 | 5735345.891 | 0.0944 | 319.58 | 7154397.014 | 0.0756 | 280.673 | 7689964.899 | 0.1209 | 410.423 | 6901074.746 | 0.1376 | 498.572 | 7265872.899 | 0.1417 | 275.468 | 3861453.04 | 0.1452 | 358.73 | 4998809.478 | 0.1652 | 442.4 | 5358343.8 | 0.167 | 568.8 | 6843232.7 | 40.2 | SCR | Existing SCR | 0.0756 | 0.0756 | 202.4 |  |  | 202.4
IN | A B Brown Generating Station | 6137 | 2 | Posey | 1984-02-19 | 4469 | 265.2 | 37.9053 | -87.715 | ARP, NBP | Dry bottom wall-fired boiler | Coal |  |  | Electric Utility | Electric Services | 0.451 | 1701.893 | 7442240.174 | 0.1072 | 303.311 | 5909360.5 | 0.1083 | 404.362 | 7534428.435 | 0.1009 | 366.492 | 7277664.118 | 0.1103 | 395.085 | 7187489.897 | 0.1563 | 599.753 | 7601327.255 | 0.1558 | 353.797 | 4643110.798 | 0.1644 | 481.167 | 6012427.015 | 0.1413 | 408.1 | 5769447 | 0.1445 | 412.4 | 5829281.3 | 35.2 | SCR | Existing SCR | 0.1009 | 0.1009 | 291.4 |  |  | 291.4
IN | A B Brown Generating Station | 6137 | 3 | Posey | 1991-06-03 | 1108 | 88.2 | 37.9053 | -87.715 | ARP, CAIRNOX, CAIROS, CAIRSO2, TRNOX, TRNOXOS, TRSO2G1 | Combustion turbine | Pipeline Natural Gas | Diesel Oil | Water Injection | Electric Utility |  | 0.1146 | 4.491 | 75497.481 | 0.1077 | 1.352 | 23064.968 | 0.1138 | 10.509 | 177980.664 | 0.1213 | 9.697 | 154449.161 | 0.1284 | 5.047 | 76870.604 | 0.123 | 10.069 | 156230.436 | 0.166 | 6.644 | 82215.544 | 0.1653 | 15.867 | 196122.086 | 0.1681 | 13.9 | 168382.7 | 0.171 | 15.5 | 183025.1 | 4.1 | Water Injection | Low Ozone Season Rate | 0.1077 | 0.1077 | 8.9 |  |  | 8.9
IN | A B Brown Generating Station | 6137 | 4 | Posey | 2002-07-01 | 1406 | 88.2 | 37.9053 | -87.715 | ARP, CAIRNOX, CAIROS, CAIRSO2, TRNOX, TRNOXOS, TRSO2G1 | Combustion turbine | Pipeline Natural Gas |  | Dry Low NOx Burners<br>Water Injection | Electric Utility |  | 0.0317 | 2.357 | 188083.471 | 0.0347 | 1.021 | 78129.242 | 0.0332 | 3.564 | 290656.133 | 0.0242 | 2.461 | 248383.755 | 0.0291 | 2.513 | 197944.94 | 0.0294 | 1.817 | 151866.511 | 0.0309 | 0.847 | 67672.181 | 0.023 | 1.39 | 141227.132 | 0.0255 | 1.8 | 173600.1 | 0.0246 | 2.3 | 232304 | 3.4 | Dry Low NOx Burners<br>Water Injection | Low Ozone Season Rate | 0.023 | 0.023 | 1.6 |  |  | 1.6
IN | Anderson | 7336 | ACT1 | Madison | 1992-06-01 | 560 | 41.4 | 40.0529 | -85.7389 | ARP, CAIRNOX, CAIROS, CAIRSO2, TRNOX, TRNOXOS, TRSO2G1 | Combustion turbine | Pipeline Natural Gas | Diesel Oil | Water Injection | Electric Utility |  | 0.1289 | 0.367 | 5441.525 | 0.1271 | 0.336 | 5117.9 | 0.1595 | 0.427 | 5178.8 | 0.1081 | 0.782 | 14463.425 | 0.1038 | 0.994 | 19249.275 | 0.103 | 0.89 | 17361.175 | 0.1097 | 0.093 | 1700.25 | 0.1026 | 0.222 | 4301.325 | 0.1017 | 2 | 39969.7 | 0.1018 | 1.9 | 36426.1 | 1.9 | Water Injection | Low Ozone Season Rate | 0.1017 | 0.1017 | 2 |  |  | 2
IN | Anderson | 7336 | ACT2 | Madison | 1992-10-01 | 560 | 41.4 | 40.0529 | -85.7389 | ARP, CAIRNOX, CAIROS, CAIRSO2, TRNOX, TRNOXOS, TRSO2G1 | Combustion turbine | Pipeline Natural Gas | Diesel Oil | Water Injection | Electric Utility |  | 0.1433 | 0.559 | 7799.85 | 0.1399 | 0.382 | 5273.35 | 0.157 | 0.587 | 7371.225 | 0.1153 | 0.831 | 14423.25 | 0.1103 | 1.041 | 18760.425 | 0.1097 | 1.091 | 19744.15 | 0.122 | 0.114 | 1887.65 | 0.1198 | 0.227 | 3790.25 | 0.1159 | 2.2 | 38933.6 | 0.1154 | 3.1 | 53670.7 | 1.9 | Water Injection | Low Ozone Season Rate | 0.1097 | 0.1097 | 2.1 |  |  | 2.1
IN | Anderson | 7336 | ACT3 | Madison | 2004-03-09 | 1103.8 | 85.9 | 40.0529 | -85.7389 | ARP, CAIRNOX, CAIROS, CAIRSO2, TRNOX, TRNOXOS, TRSO2G1 | Combustion turbine | Pipeline Natural Gas | Diesel Oil | Dry Low NOx Burners<br>Water Injection | Electric Utility |  |  |  |  | 0.0409 | 0.102 | 5186.15 | 0.034 | 0.226 | 13269 | 0.0328 | 0.707 | 43149.725 | 0.0335 | 0.755 | 45642.7 | 0.0329 | 0.675 | 41126.05 | 0.033 | 0.042 | 2552.325 | 0.0333 | 0.141 | 8475.65 | 0.0323 | 1.5 | 90731.2 | 0.0324 | 2.1 | 133036.3 | 2.2 | Dry Low NOx Burners<br>Water Injection | Low Ozone Season Rate | 0.0323 | 0.0323 | 1.5 |  |  | 1.5
IN | Bailly Generating Station | 995 | 7 | Porter | 1962-10-01 | 5012 | 190.4 | 41.6433 | -87.1225 | NBP, ARP | Cyclone boiler | Coal |  | Overfire Air | Electric Utility | Electric Services | 0.9086 | 2248.99 | 4886568.563 | 0.4019 | 757.555 | 3624065.68 | 0.436 | 1020.695 | 4548989.043 | 0.5719 | 1014.219 | 3497178.96 | 0.4818 | 1025.791 | 4255697.888 | 0.2222 | 544.474 | 4953803.027 | 0.1457 | 310.042 | 4324051.415 | 0.2334 | 502.377 | 4353191.42 | 0.1306 | 213.5 | 3352870.2 | 0.126 | 299.5 | 4708767.1 | 18.2 |  | New SCR | 0.126 | 0.06 | 98.1 |  |  | 98.1
IN | Bailly Generating Station | 995 | 8 | Porter | 1968-06-01 | 5012 | 413.1 | 41.6433 | -87.1225 | NBP, ARP | Cyclone boiler | Coal |  | Overfire Air | Electric Utility | Electric Services | 0.8507 | 3431.438 | 8176366.281 | 0.3599 | 1698.595 | 9550323.363 | 0.3551 | 1644.579 | 9511059.608 | 0.3877 | 1263.116 | 6834325.833 | 0.4533 | 1939.893 | 8754997.194 | 0.2215 | 786.136 | 7380020.49 | 0.1547 | 526.243 | 7226567.506 | 0.2685 | 956.731 | 7398942.953 | 0.1348 | 567.5 | 8987038.2 | 0.1223 | 445.6 | 7551791.2 | 48.8 | SCR | Existing SCR | 0.1223 | 0.1223 | 514.8 |  |  | 514.8
IN | Bailly Generating Station | 995 | 10 | Porter | 1968-11-30 | 435 | 37.5 | 41.6433 | -87.1225 | CAIRNOX, CAIROS, CAIRSO2, TRNOX, TRNOXOS, TRSO2G1 | Combustion turbine | Pipeline Natural Gas |  |  | Electric Utility |  | 0.2571 | 0.945 | 6635.517 | 0.264 | 0.111 | 841.317 | 0.2016 | 1.647 | 15438.618 | 0.2771 | 1.187 | 9047.616 |  |  |  | 0.2246 | 0.154 | 1363.447 | 0.1851 | 0.415 | 4082.92 | 0.1494 | 1.194 | 14498.28 | 0.1521 | 1.4 | 17087.8 | 0.1778 | 4.3 | 45501.7 | 1.1 | None Reported | Water Injection | 0.1494 | 0.08964 | 0.8 |  |  | 0.8
IN | Broadway Avenue Generating Station | 1011 | 1 | Vanderburgh | 1971-01-01 | 770 | 53.1 | 37.9694 | -87.6044 | CAIRNOX, CAIROS, CAIRSO2, TRNOX, TRNOXOS, TRSO2G1 | Combustion turbine | Pipeline Natural Gas |  |  | Electric Utility |  | 0.2881 | 6.806 | 46589.496 | 0.344 | 2.855 | 15700.755 | 0.2519 | 13.209 | 95332.507 | 0.267 | 6.6 | 44852.099 | 0.2822 | 3.003 | 19388.046 | 0.3056 | 7.737 | 47093.473 | 0.2872 | 2.885 | 18027.231 | 0.2242 | 3.194 | 24983.754 | 0.2527 | 6.6 | 46544.2 | 0.2506 | 6.7 | 47368.8 | 1.6 | None Reported | Water Injection | 0.2242 | 0.13452 | 3.5 |  |  | 3.5
IN | Broadway Avenue Generating Station | 1011 | 2 | Vanderburgh | 1981-06-15 | 1500 | 88.8 | 37.9694 | -87.6044 | CAIRNOX, CAIROS, CAIRSO2, TRNOX, TRNOXOS, TRSO2G1 | Combustion turbine | Pipeline Natural Gas | Diesel Oil | Water Injection | Electric Utility |  | 0.1758 | 7.809 | 78980.763 | 0.1688 | 2.844 | 29061.124 | 0.1804 | 17.099 | 169337.498 | 0.2068 | 27.184 | 244839.849 | 0.2031 | 14.816 | 134241.107 | 0.212 | 32.584 | 282934.657 | 0.2051 | 8.509 | 73403.25 | 0.2015 | 15.342 | 134792.287 | 0.1865 | 12.6 | 122003.7 | 0.22 | 11.7 | 99551.2 | 2.2 | Water Injection | Low Ozone Season Rate | 0.1688 | 0.1688 | 11.4 |  |  | 11.4
IN | Cayuga | 1001 | 1 | Vermillion | 1970-10-04 | 5300 | 531 | 39.9239 | -87.4272 | NBP, ARP | Tangentially-fired | Coal | Diesel Oil | Low NOx Burner Technology w/ Separated OFA | Electric Utility | Electric Services | 0.2623 | 1901.981 | 14200000 | 0.2923 | 1746.546 | 11700000 | 0.322 | 1997.932 | 12100000 | 0.3167 | 2038.156 | 12600000 | 0.2728 | 1897.552 | 13700000 | 0.3066 | 2167.963 | 14000000 | 0.2308 | 1195.941 | 10100000 | 0.2546 | 1844.617 | 14100000 | 0.2867 | 1996.4 | 13600000 | 0.2859 | 1827.9 | 12400000 | 70.1 |  | New SCR | 0.2308 | 0.06 | 417.8 |  |  | 417.8
IN | Cayuga | 1001 | 2 | Vermillion | 1972-06-22 | 5300 | 531 | 39.9239 | -87.4272 | NBP, ARP | Tangentially-fired | Coal | Diesel Oil | Low NOx Burner Technology w/ Separated OFA | Electric Utility | Electric Services | 0.2761 | 1746.181 | 12200000 | 0.3379 | 1933.902 | 11000000 | 0.3557 | 2746.436 | 15000000 | 0.2745 | 1736.23 | 12300000 | 0.2904 | 1884.863 | 12400000 | 0.2759 | 1878.702 | 13300000 | 0.2251 | 842.745 | 7169145.911 | 0.2461 | 1789.248 | 14000000 | 0.2736 | 1673.2 | 11700000 | 0.289 | 1273.2 | 8287038.2 | 60.2 |  | New SCR | 0.2251 | 0.06 | 366.9 |  |  | 366.9
IN | Cayuga | 1001 | 4 | Vermillion | 1993-06-29 | 1300 | 121 | 39.9239 | -87.4272 | CAIRNOX, CAIROS, CAIRSO2, TRNOX, TRNOXOS, TRSO2G1, ARP | Combustion turbine | Pipeline Natural Gas | Diesel Oil | Dry Low NOx Burners | Electric Utility |  | 0.1098 | 0.951 | 20432.79 | 0.0882 | 2.888 | 72692.357 | 0.0923 | 6.777 | 167879.245 | 0.0904 | 2.878 | 79005.369 | 0.1397 | 1.62 | 26694.561 |  |  |  | 0.1726 | 2.026 | 33097.861 | 0.0787 | 1.915 | 74579.198 | 0.0831 | 3.1 | 115046.5 | 0.0751 | 7.2 | 392803.3 | 2.4 | Dry Low NOx Burners | Low Ozone Season Rate | 0.0751 | 0.0751 | 2.8 |  |  | 2.8
IN | Clifty Creek | 983 | 1 | Jefferson | 1955-02-15 | 2800 | 217.3 | 38.7383 | -85.4192 | NBP, ARP | Wet bottom wall-fired boiler | Coal |  | Overfire Air<br>Selective Catalytic Reduction (Began Jul 24, 2003) | Electric Utility | Electric Services | 0.3333 | 558.127 | 3366844.142 | 0.084 | 208.827 | 5181849.854 | 0.0735 | 232.426 | 6459112.298 | 0.0907 | 254.539 | 5776156.165 | 0.178 | 437.9 | 4972711.729 | 0.1711 | 511.299 | 5742444.181 | 0.1031 | 264.524 | 5212060.953 | 0.1471 | 271.637 | 3760755.609 | 0.1869 | 516.2 | 5576973.5 | 0.4097 | 941.9 | 4524588.2 | 54.2 | SCR | Existing SCR | 0.0735 | 0.0735 | 203 |  |  | 203
IN | Clifty Creek | 983 | 2 | Jefferson | 1955-05-01 | 2800 | 217.3 | 38.7383 | -85.4192 | NBP, ARP | Wet bottom wall-fired boiler | Coal |  | Overfire Air<br>Selective Catalytic Reduction (Began Apr 22, 2003) | Electric Utility | Electric Services | 0.3388 | 895.7 | 5377889.64 | 0.0863 | 205.829 | 4918719.624 | 0.075 | 252.092 | 6787911.84 | 0.0925 | 269.933 | 5928536.23 | 0.1734 | 520.041 | 5923537.614 | 0.1766 | 505.589 | 5662438.627 | 0.103 | 276.471 | 5481490.851 | 0.1503 | 328.128 | 4424092.998 | 0.1895 | 504.1 | 5348596.6 | 0.4359 | 729.4 | 3266649.7 | 52 | SCR | Existing SCR | 0.075 | 0.075 | 199.5 |  |  | 199.5
IN | Clifty Creek | 983 | 3 | Jefferson | 1955-07-11 | 2800 | 217.3 | 38.7383 | -85.4192 | NBP, ARP | Wet bottom wall-fired boiler | Coal |  | Overfire Air<br>Selective Catalytic Reduction (Began Jun 16, 2003) | Electric Utility | Electric Services | 0.3007 | 412.765 | 2911043.078 | 0.0872 | 188.449 | 4441721.634 | 0.0742 | 257.339 | 6971249.344 | 0.0912 | 285.066 | 6328016.898 | 0.1577 | 300.309 | 3804415.669 | 0.1799 | 485.609 | 5309070.982 | 0.1075 | 215.695 | 4146636.007 | 0.1433 | 341.748 | 4819298.735 | 0.1889 | 520.5 | 5556593.7 | 0.4152 | 965.4 | 4507321.3 | 54 | SCR | Existing SCR | 0.0742 | 0.0742 | 204.4 |  |  | 204.4
IN | Clifty Creek | 983 | 4 | Jefferson | 1955-10-24 | 2800 | 217.3 | 38.7383 | -85.4192 | NBP, ARP | Wet bottom wall-fired boiler | Coal |  | Overfire Air<br>Selective Catalytic Reduction (Began Apr 22, 2003) | Electric Utility | Electric Services | 0.3841 | 1005.912 | 5365144.131 | 0.2077 | 474.082 | 4515523.837 | 0.2727 | 911.508 | 6738110.133 | 0.2359 | 522.989 | 4409407.831 | 0.2991 | 873.635 | 5767759.527 | 0.3221 | 773.915 | 4765731.511 | 0.2757 | 811.413 | 5781233.097 | 0.285 | 797.123 | 5526171.594 | 0.379 | 1031.3 | 5349161.9 | 0.4165 | 831.1 | 3696582.1 | 52 | SCR | Existing SCR | 0.2077 | 0.2077 | 565.2 |  |  | 565.2
IN | Clifty Creek | 983 | 5 | Jefferson | 1955-11-30 | 2800 | 217.3 | 38.7383 | -85.4192 | NBP, ARP | Wet bottom wall-fired boiler | Coal |  | Overfire Air<br>Selective Catalytic Reduction (Began Apr 22, 2003) | Electric Utility | Electric Services | 0.3892 | 1051.475 | 5558910.956 | 0.2197 | 559.181 | 5090676.692 | 0.2705 | 888.3 | 6667981.393 | 0.2406 | 729.788 | 6034911.027 | 0.3094 | 980.463 | 6227067.161 | 0.3295 | 957.262 | 5752635.928 | 0.2716 | 785.279 | 5640748.953 | 0.285 | 795.915 | 5496794.304 | 0.3846 | 1045.2 | 5283432.5 | 0.3933 | 982.7 | 4712087.8 | 51.4 | SCR | Existing SCR | 0.2197 | 0.2197 | 597.1 |  |  | 597.1
IN | Clifty Creek | 983 | 6 | Jefferson | 1956-03-13 | 2800 | 217.3 | 38.7383 | -85.4192 | NBP, ARP | Wet bottom wall-fired boiler | Coal |  | Overfire Air | Electric Utility | Electric Services | 0.3851 | 966.393 | 5049311.332 | 0.2417 | 470.822 | 3728061.258 | 0.2936 | 965.094 | 6502910.674 | 0.2859 | 759.001 | 5190451.174 | 0.3254 | 926.755 | 5379872.519 | 0.3391 | 948.318 | 5451206.859 | 0.3 | 730.992 | 4727671.835 | 0.3 | 758.156 | 4919042.222 | 0.3848 | 1099.8 | 5596248.2 | 0.3943 | 788.7 | 3723689.8 | 54.4 |  | New SCR | 0.2417 | 0.06 | 171.5 |  |  | 171.5
IN | Connersville Peaking Station | 1002 | 1A | Fayette | 1972-05-01 | 582 | 41.8 | 39.6561 | -85.1758 | CAIRNOX, CAIROS, CAIRSO2, TRNOX, TRNOXOS, TRSO2G1 | Combustion turbine | Diesel Oil |  |  | Electric Utility |  | 0.5054 | 0.577 | 2157.109 |  |  |  | 0.5711 | 0.54 | 1898.493 | 0.528 | 0.879 | 3184.323 | [9 empty] | 0.4847 | 0.116 | 373.579 | 0.417 | 0.1 | 327.4 | 0.3385 | 0.2 | 997.2 | 0 | None Reported | Water Injection | 0.3385 | 0.2031 | 0 |  |  | 0
IN | Connersville Peaking Station | 1002 | 1B | Fayette | 1972-05-01 | 582 | 41.8 | 39.6561 | -85.1758 | CAIRNOX, CAIROS, CAIRSO2, TRNOX, TRNOXOS, TRSO2G1 | Combustion turbine | Diesel Oil |  |  | Electric Utility |  | 0.4619 | 0.473 | 2089.68 |  |  |  | 0.7658 | 1.388 | 3625.596 | 0.4602 | 0.69 | 3052.853 | [9 empty] | 0.4453 | 0.104 | 351.29 | 0.5353 | 0.1 | 318.2 | 0.4538 | 0.3 | 939.7 | 0 | None Reported | Water Injection | 0.4453 | 0.26718 | 0.1 |  |  | 0.1
IN | Connersville Peaking Station | 1002 | 2A | Fayette | 1972-05-01 | 582 | 41.8 | 39.6561 | -85.1758 | CAIRNOX, CAIROS, CAIRSO2, TRNOX, TRNOXOS, TRSO2G1 | Combustion turbine | Diesel Oil |  |  | Electric Utility |  | 0.5481 | 1.07 | 3423.289 | 0.428 | 0 | 0.061 | 0.5691 | 0.36 | 1029.904 | 0.6384 | 0.886 | 2657.319 |  |  |  | 0.5036 | 0.45 | 1642.854 |  |  |  | 0.3891 | 0.169 | 620.318 | 0.2636 | 0.1 | 491.2 | 0.3895 | 0.3 | 1218.1 | 0 | None Reported | Water Injection | 0.2636 | 0.15816 | 0.1 |  |  | 0.1
IN | Connersville Peaking Station | 1002 | 2B | Fayette | 1972-05-01 | 582 | 41.8 | 39.6561 | -85.1758 | CAIRNOX, CAIROS, CAIRSO2, TRNOX, TRNOXOS, TRSO2G1 | Combustion turbine | Diesel Oil |  |  | Electric Utility |  | 0.5161 | 0.999 | 3445.217 | 0.416 | 0 | 0.06 | 0.5374 | 0.349 | 1085.616 | 0.6132 | 0.928 | 2916.948 |  |  |  | 0.4809 | 0.426 | 1644.119 |  |  |  | 0.4394 | 0.288 | 1048.676 | 0.3067 | 0.1 | 549.5 | 0.4276 | 0.3 | 1220.5 | 0 | None Reported | Water Injection | 0.3067 | 0.18402 | 0.1 |  |  | 0.1
IN | Dean H Mitchell Generating Station | 996 | 4 | Lake | 1956-12-31 | 1250 | 138.1 | 41.6394 | -87.4069 | NBP, ARP | Tangentially-fired | Pipeline Natural Gas | Coal |  | Electric Utility | Electric Services | [30 empty] | 0 |  | New SNCR | 0 | 0 | 0 | Shutdown | Gas Combined Cycle Replacement/No operation 2011 | 0 | 0
IN | Dean H Mitchell Generating Station | 996 | 5 | Lake | 1959-12-31 | 1250 | 138.1 | 41.6394 | -87.4069 | NBP, ARP | Tangentially-fired | Coal |  |  | Electric Utility | Electric Services | [30 empty] | 0 |  | New SNCR | 0 | 0 | 0 | Shutdown | Gas Combined Cycle Replacement/No operation 2011 | 0 | 0
IN | Dean H Mitchell Generating Station | 996 | 6 | Lake | 1959-12-31 | 1250 | 138.1 | 41.6394 | -87.4069 | NBP, ARP | Tangentially-fired | Coal |  |  | Electric Utility | Electric Services | [30 empty] | 0 |  | New SNCR | 0 | 0 | 0 | Shutdown | Gas Combined Cycle Replacement/No operation 2011 | 0 | 0
IN | Dean H Mitchell Generating Station | 996 | 11 | Lake | 1970-05-31 | 1107 | 115.1 | 41.6394 | -87.4069 | NBP, ARP | Dry bottom wall-fired boiler | Coal |  |  | Electric Utility | Electric Services | [30 empty] | 0 |  | New SNCR | 0 | 0 | 0 | Shutdown | Gas Combined Cycle Replacement/No operation 2011 | 0 | 0
IN | Edwardsport | 1004 | 2013-06-01 | Knox | 1944-07-18 | 600 | 35 | 38.8067 | -87.2472 | NBP, ARP | Dry bottom turbo-fired boiler | Diesel Oil |  |  | Electric Utility | Electric Services | [12 empty] | 0.2043 | 0.753 | 7357.833 | [11 empty] | 0 |  |  |  | 0 |  | New SNCR | 0.2043 | 0.12258 | 0 |  |  | 0
IN | Edwardsport | 1004 | 2013-07-01 | Knox | 1949-01-30 | 700 | 40.2 | 38.8067 | -87.2472 | NBP, ARP | Dry bottom wall-fired boiler | Coal | Diesel Oil |  | Electric Utility | Electric Services | 0.6941 | 431.732 | 1214060.2 | 0.7807 | 85.386 | 212357.079 | 0.8408 | 289.449 | 676492.944 | 0.6447 | 90.777 | 278188.458 | 0.6076 | 123.489 | 401508.483 | 0.6041 | 153.589 | 502957.955 | 0.5555 | 17.726 | 61170.346 | 0.5801 | 71.319 | 231657.85 | [6 empty] | 0 |  | New SNCR | 0.5555 | 0.3333 | 0 | Shutdown | Gas Combined Cycle Replacement/No operation 2011 | 0 | 0
IN | Edwardsport | 1004 | 2013-07-02 | Knox | 1949-01-30 | 700 | 40.2 | 38.8067 | -87.2472 | NBP, ARP | Dry bottom wall-fired boiler | Coal | Diesel Oil |  | Electric Utility | Electric Services | 0.6562 | 336.738 | 1014169.492 | 0.6105 | 63.145 | 202729.347 | 0.6269 | 219.828 | 688493.211 | 0.582 | 92.914 | 320117.599 | 0.4841 | 84.282 | 336409.593 | 0.5322 | 83.925 | 302148.728 | 0.5323 | 25.986 | 91935.572 | 0.6426 | 113.582 | 325295.07 | [6 empty] | 0 |  | New SNCR | 0.4841 | 0.29046 | 0 | Shutdown | Gas Combined Cycle Replacement/No operation 2011 | 0 | 0
IN | Edwardsport | 1004 | 2013-08-01 | Knox | 1951-12-09 | 700 | 69 | 38.8067 | -87.2472 | NBP, ARP | Dry bottom wall-fired boiler | Coal | Diesel Oil |  | Electric Utility | Electric Services | 0.64 | 316.144 | 968767.8 | 0.7232 | 93.327 | 252901.165 | 0.7177 | 226.611 | 623397.33 | 0.7158 | 104.177 | 267620.309 | 0.5614 | 130.863 | 459148.762 | 0.5674 | 163.696 | 566592.713 | 0.5967 | 24.393 | 76866.18 | 0.6323 | 88.185 | 262081.681 | [6 empty] | 0 |  | New SNCR | 0.5614 | 0.33684 | 0 | Shutdown | Gas Combined Cycle Replacement/No operation 2011 | 0 | 0
IN | Edwardsport | 1004 | CTG1 | Knox | 2012-03-30 | 2129 |  | 38.8067 | -87.2472 | ARP, CAIRNOX, CAIROS, CAIRSO2, TRNOX, TRNOXOS, TRSO2G1 | Integrated gasification combined cycle (Started Mar 30, 2012) | Coal | Pipeline Natural Gas | Selective Catalytic Reduction | Electric Utility | Electric Services | [27 empty] | 0.1116 | 46.3 | 856778.4 | 0 | SCR | Existing SCR | 0.1116 | 0.1116 | 0 |  |  | 0
IN | F B Culley Generating Station | 1012 | 1 | Warrick | 1955-06-01 | 719 | 46 | 37.91 | -87.3267 | NBP, ARP | Dry bottom wall-fired boiler | Coal |  |  | Electric Utility | Electric Services | 0.6528 | 359.254 | 1087164.875 | 0.5678 | 256.813 | 878933.875 | 0.6576 | 441.919 | 1292226.55 | 0.5722 | 487.078 | 1645697.75 | [18 empty] | 0 |  | New SNCR | 0.5678 | 0.34068 | 0 |  |  | 0
IN | F B Culley Generating Station | 1012 | 2 | Warrick | 1966-12-01 | 2735.2 | 103.7 | 37.91 | -87.3267 | NBP, ARP | Dry bottom wall-fired boiler | Coal |  | Low NOx Burner Technology (Dry Bottom only)<br>Selective Catalytic Reduction (Began Apr 01, 2003) | Electric Utility | Electric Services | 0.327 | 426.082 | 2600082.758 | 0.1505 | 182.932 | 2364284.837 | 0.1884 | 303.105 | 3165356.331 | 0.1974 | 365.069 | 3692599.777 | 0.1524 | 258.904 | 3305457.311 | 0.1816 | 270.478 | 2847621.542 | 0.153 | 98.15 | 1193248.377 | 0.1676 | 165.356 | 1771992.422 | 0.1639 | 104.2 | 1126711.8 | 0.1719 | 170.6 | 1856533.8 | 11.2 | SCR | Existing SCR | 0.1505 | 0.1505 | 95.7 |  |  | 95.7
IN | F B Culley Generating Station | 1012 | 3 | Warrick | 1973-04-01 | 3781 | 265.2 | 37.91 | -87.3267 | NBP, ARP | Dry bottom wall-fired boiler | Coal |  | Low NOx Burner Technology (Dry Bottom only)<br>Selective Catalytic Reduction (Began Apr 01, 2003) | Electric Utility | Electric Services | 0.2793 | 1279.895 | 9252956.567 | 0.1419 | 606.043 | 8545532.088 | 0.1687 | 756.835 | 9071279.519 | 0.1583 | 663.997 | 8406727.298 | 0.1451 | 774.97 | 10600000 | 0.1393 | 668.276 | 9615279.059 | 0.0965 | 325.174 | 6886166.847 | 0.1288 | 600.93 | 8871053.024 | 0.1041 | 440.8 | 8217822.8 | 0.1335 | 568.1 | 8236990.5 | 59.2 | SCR | Existing SCR | 0.0965 | 0.0965 | 408.6 |  |  | 408.6
IN | Frank E Ratts | 1043 | 1SG1 | Pike | 1970-05-01 | 1500 | 116.6 | 38.5201 | -87.2662 | ARP, NBP | Dry bottom wall-fired boiler | Coal |  | Low NOx Burner Technology (Dry Bottom only) | Electric Utility | Electric Services | 0.4809 | 839.015 | 3442681.568 | 0.4706 | 603.369 | 2541136.702 | 0.4896 | 741.587 | 3023775.426 | 0.4916 | 900.942 | 3623157.344 | 0.4824 | 939.547 | 3887074.769 | 0.2721 | 518.775 | 3779909.388 | 0.279 | 418.228 | 3011671.453 | 0.2384 | 359.147 | 3006078.54 | 0.2547 | 246.3 | 1957748.1 | 0.2021 | 140.1 | 1386107.6 | 35.5 |  | New SNCR | 0.2021 | 0.12126 | 117.3 | Shutdown | Gas Combined Cycle Replacement | 9.3 | 237
IN | Frank E Ratts | 1043 | 2SG1 | Pike | 1970-05-01 | 1500 | 116.6 | 38.5201 | -87.2662 | ARP, NBP | Dry bottom wall-fired boiler | Coal |  | Low NOx Burner Technology (Dry Bottom only) | Electric Utility | Electric Services | 0.4814 | 829.784 | 3476721.144 | 0.4683 | 667.061 | 2847603.752 | 0.4591 | 397.07 | 1695666.668 | 0.4782 | 845.455 | 3543814.087 | 0.4531 | 871.874 | 3814183.313 | 0.4684 | 926.086 | 3930265.112 | 0.2735 | 487.483 | 3588151.895 | 0.2632 | 470.397 | 3563848.071 | 0.2585 | 315.1 | 2441581.7 | 0.2063 | 156 | 1490406.9 | 44.3 |  | New SCR | 0.2063 | 0.06 | 73.1 | Shutdown | Gas Combined Cycle Replacement | 11.6 | 303.5
IN | Georgetown Substation | 7759 | GT1 | Marion | 2000-04-27 | 1100 | 85.3 | 39.9022 | -86.2439 | ARP, CAIRNOX, CAIROS, CAIRSO2, TRNOX, TRNOXOS, TRSO2G1 | Combustion turbine | Pipeline Natural Gas |  | Dry Low NOx Burners | Electric Utility |  | 0.027 | 0.488 | 35557.25 | 0.0273 | 0.488 | 35217.925 | 0.0267 | 2.319 | 172031.225 | 0.0268 | 1.84 | 136092.85 | 0.0228 | 0.79 | 68686.4 | 0.0199 | 0.603 | 59633.175 | 0.0193 | 0.159 | 16369.336 | 0.0194 | 1.509 | 154110.719 | 0.0198 | 1.9 | 193891.9 | 0.0196 | 2.4 | 239225.9 | 4.8 | Dry Low NOx Burners | Low Ozone Season Rate | 0.0193 | 0.0193 | 1.9 |  |  | 1.9
IN | Georgetown Substation | 7759 | GT2 | Marion | 2000-04-19 | 1100 | 73.5 | 39.9022 | -86.2439 | ARP, CAIRNOX, CAIROS, CAIRSO2, TRNOX, TRNOXOS, TRSO2G1 | Combustion turbine | Pipeline Natural Gas |  | Dry Low NOx Burners | Electric Utility |  | 0.0295 | 0.067 | 4557.85 | 0.0297 | 0.058 | 3917.925 | 0.0296 | 2.955 | 200198.9 | 0.0299 | 1.421 | 94775.45 | 0.0274 | 2.363 | 170823.475 | 0.0233 | 0.289 | 23378.675 | 0.0204 | 0.807 | 77514.902 | 0.0222 | 2.856 | 248967.229 | 0.0204 | 3.2 | 304120.5 | 0.0213 | 4.7 | 429696.7 | 7.5 | Dry Low NOx Burners | Low Ozone Season Rate | 0.0204 | 0.0204 | 3.2 |  |  | 3.2
IN | Georgetown Substation | 7759 | GT3 | Marion | 2000-05-05 | 1100 | 73.5 | 39.9022 | -86.2439 | ARP, CAIRNOX, CAIROS, CAIRSO2, TRNOX, TRNOXOS, TRSO2G1 | Combustion turbine | Pipeline Natural Gas |  | Dry Low NOx Burners | Electric Utility |  | 0.0307 | 0.078 | 5013.1 | 0.0315 | 0.84 | 52751.15 | 0.0316 | 3.228 | 202621.025 | 0.0314 | 1.02 | 63697 | 0.0281 | 2.455 | 171399.375 | 0.0228 | 0.244 | 20569.075 | 0.0197 | 0.824 | 84090.063 | 0.0195 | 2.277 | 235666.832 | 0.0192 | 2.9 | 306822.5 | 0.0194 | 3.8 | 401769.2 | 7.6 | Dry Low NOx Burners | Low Ozone Season Rate | 0.0192 | 0.0192 | 2.9 |  |  | 2.9
IN | Georgetown Substation | 7759 | GT4 | Marion | 2001-03-20 | 1150 | 73.5 | 39.9022 | -86.2439 | ARP, CAIRNOX, CAIROS, CAIRSO2, TRNOX, TRNOXOS, TRSO2G1 | Combustion turbine | Pipeline Natural Gas |  | Dry Low NOx Burners | Electric Utility |  | 0.0265 | 0.267 | 20491.45 | 0.0267 | 0.645 | 48791.075 | 0.0265 | 3.92 | 299760.35 | 0.0264 | 1.857 | 141722.75 | 0.0248 | 2.085 | 167879.175 | 0.0207 | 0.388 | 36536.1 | 0.0191 | 0.183 | 19123.073 | 0.0192 | 1.774 | 183365.751 | 0.0195 | 1.9 | 197122.8 | 0.0193 | 4.1 | 416887 | 4.7 | Dry Low NOx Burners | Low Ozone Season Rate | 0.0191 | 0.0191 | 1.9 |  |  | 1.9
IN | Gibson | 6113 | 1 | Gibson | 1976-05-03 | 6500 | 667.9 | 38.3722 | -87.7661 | ARP, NBP | Dry bottom wall-fired boiler | Coal | Diesel Oil | Low NOx Burner Technology w/ Overfire Air<br>Selective Catalytic Reduction | Electric Utility | Electric Services | 0.3166 | 2566.681 | 16100000 | 0.2826 | 1861.799 | 13000000 | 0.0828 | 814.36 | 19700000 | 0.0674 | 628.668 | 18900000 | 0.0343 | 351.797 | 21100000 | 0.0718 | 597.876 | 17900000 | 0.0711 | 426.278 | 13400000 | 0.1632 | 1498.432 | 18800000 | 0.1801 | 1504.5 | 16500000 |  |  |  | 69.2 | SCR | Existing SCR | 0.0343 | 0.0343 | 286.5 |  |  | 286.5
IN | Gibson | 6113 | 2 | Gibson | 1975-04-16 | 6800 | 667.9 | 38.3722 | -87.7661 | ARP, NBP | Dry bottom wall-fired boiler | Coal | Diesel Oil | Low NOx Burner Technology w/ Overfire Air<br>Selective Catalytic Reduction | Electric Utility | Electric Services | 0.2937 | 2263.415 | 15700000 | 0.2704 | 1792.421 | 13700000 | 0.0838 | 769.235 | 18500000 | 0.0672 | 590.951 | 17700000 | 0.1426 | 1049.813 | 16600000 | 0.0975 | 888.071 | 19000000 | 0.111 | 699.902 | 13500000 | 0.1229 | 1203.426 | 19600000 | 0.2182 | 2043.4 | 18000000 | 0.1868 | 1607.6 | 17100000 | 72.3 | SCR | Existing SCR | 0.0672 | 0.0672 | 629.3 |  |  | 629.3
IN | Gibson | 6113 | 3 | Gibson | 1978-03-28 | 7300 | 667.9 | 38.3722 | -87.7661 | ARP, NBP | Dry bottom wall-fired boiler | Coal | Diesel Oil | Low NOx Burner Technology w/ Overfire Air<br>Selective Catalytic Reduction | Electric Utility | Electric Services | 0.1078 | 945.031 | 18200000 | 0.0993 | 828.482 | 16700000 | 0.0659 | 647.728 | 19600000 | 0.0688 | 671.754 | 19600000 | 0.095 | 935.399 | 20300000 | 0.1813 | 1827.079 | 20100000 | 0.1178 | 1061.683 | 18000000 | 0.1376 | 1293.582 | 18700000 | 0.1663 | 1418.5 | 16700000 | 0.1351 | 1178.9 | 18300000 | 62.5 | SCR | Existing SCR | 0.0659 | 0.0659 | 562.1 |  |  | 562.1
IN | Gibson | 6113 | 4 | Gibson | 1979-03-27 | 7100 | 667.9 | 38.3722 | -87.7661 | ARP, NBP | Dry bottom wall-fired boiler | Coal | Diesel Oil | Low NOx Burner Technology w/ Overfire Air<br>Selective Catalytic Reduction (Began Apr 01, 2003) | Electric Utility | Electric Services | 0.1451 | 1432.32 | 20800000 | 0.2335 | 1534.48 | 14000000 | 0.0932 | 818.911 | 19000000 | 0.0941 | 962.644 | 20900000 | 0.0893 | 777.941 | 18300000 | 0.0632 | 511.565 | 16900000 | 0.092 | 573.943 | 14300000 | 0.0691 | 545.547 | 16600000 | 0.1485 | 981.2 | 13900000 | 0.1187 | 877.2 | 15800000 | 53.5 | SCR | Existing SCR | 0.0632 | 0.0632 | 417.6 |  |  | 417.6
IN | Gibson | 6113 | 5 | Gibson | 1982-10-01 | 6700 | 667.9 | 38.3722 | -87.7661 | ARP, NBP | Dry bottom wall-fired boiler | Coal | Diesel Oil | Low NOx Burner Technology w/ Overfire Air | Electric Utility | Electric Services | 0.5678 | 4116.056 | 14300000 | 0.2344 | 1534.593 | 13500000 | 0.086 | 776.245 | 18100000 | 0.0645 | 518.674 | 17100000 | 0.0597 | 470.266 | 16600000 | 0.1011 | 582.158 | 12600000 | 0.1093 | 683.295 | 12600000 | 0.1256 | 903.639 | 14400000 | 0.1825 | 1446 | 15400000 | 0.1397 | 988.8 | 14600000 | 62.4 | SCR | Existing SCR | 0.0597 | 0.0597 | 473 |  |  | 473
IN | Henry County Generating Station | 7763 | 1 | Henry | 2001-07-17 | 455 | 45 | 39.9528 | -85.5039 | ARP, CAIRNOX, CAIROS, CAIRSO2, TRNOX, TRNOXOS, TRSO2G1 | Combustion turbine | Pipeline Natural Gas |  | Water Injection | Electric Utility |  | 0.0912 | 3.035 | 71038.625 | 0.0895 | 3.059 | 73410.9 | 0.087 | 10.127 | 241621.15 | 0.0896 | 6.83 | 161762.975 | 0.0897 | 5.298 | 124450.05 | 0.0931 | 3.232 | 74880.101 | 0.0966 | 2.115 | 48909.691 | 0.0905 | 6.606 | 155121.798 | 0.0888 | 3.5 | 85701.8 | 0.0926 | 10.1 | 237072.6 | 5.1 | Water Injection | Low Ozone Season Rate | 0.087 | 0.087 | 3.5 |  |  | 3.5
IN | Henry County Generating Station | 7763 | 2 | Henry | 2001-07-31 | 450 | 45 | 39.9528 | -85.5039 | ARP, CAIRNOX, CAIROS, CAIRSO2, TRNOX, TRNOXOS, TRSO2G1 | Combustion turbine | Pipeline Natural Gas |  | Water Injection | Electric Utility |  | 0.0853 | 3.463 | 84177.925 | 0.0902 | 2.829 | 67949.575 | 0.0832 | 10.146 | 255030.025 | 0.0847 | 6.432 | 158046.9 | 0.0892 | 5.584 | 131701.05 | 0.0924 | 3.141 | 73902.945 | 0.0867 | 1.895 | 47946.831 | 0.0872 | 6.198 | 150331.494 | 0.089 | 5.9 | 142184.3 | 0.0885 | 10.2 | 250975 | 8.6 | Water Injection | Low Ozone Season Rate | 0.0832 | 0.0832 | 5.6 |  |  | 5.6
IN | Henry County Generating Station | 7763 | 3 | Henry | 2001-08-18 | 450 | 45 | 39.9528 | -85.5039 | ARP, CAIRNOX, CAIROS, CAIRSO2, TRNOX, TRNOXOS, TRSO2G1 | Combustion turbine | Pipeline Natural Gas |  | Water Injection | Electric Utility |  | 0.0879 | 3.208 | 78281.675 | 0.0897 | 2.785 | 65237.275 | 0.0881 | 10.577 | 250779.025 | 0.0902 | 6.519 | 150967.675 | 0.0906 | 4.923 | 114966.025 | 0.0895 | 3.15 | 73805.694 | 0.0876 | 1.991 | 47206.735 | 0.0875 | 5.741 | 139030.089 | 0.0856 | 5 | 123984.8 | 0.0885 | 10 | 246158.5 | 7.5 | Water Injection | Low Ozone Season Rate | 0.0856 | 0.0856 | 5 |  |  | 5
IN | Hoosier Energy Lawrence Co Station | 7948 | 1 | Lawrence | 2005-04-01 | 505.4 | 67 | 38.8003 | -86.4511 | ARP, CAIRNOX, CAIROS, CAIRSO2, TRNOX, TRNOXOS, TRSO2G1 | Combustion turbine | Pipeline Natural Gas |  | Water Injection | Electric Utility | [7 empty] | 0.0733 | 5.178 | 143380.701 | 0.0717 | 1.931 | 54712.39 | 0.0726 | 3.959 | 110377.127 | 0.0744 | 1.749 | 47784.584 | 0.0802 | 0.476 | 11818.064 | 0.0787 | 3.239 | 82379.023 | 0.0865 | 2.9 | 66197.4 | 0.086 | 5.5 | 125924.4 | 3.6 | Water Injection | Low Ozone Season Rate | 0.0717 | 0.0717 | 2.4 |  |  | 2.4
IN | Hoosier Energy Lawrence Co Station | 7948 | 2 | Lawrence | 2005-04-01 | 505.4 | 67 | 38.8003 | -86.4511 | ARP, CAIRNOX, CAIROS, CAIRSO2, TRNOX, TRNOXOS, TRSO2G1 | Combustion turbine | Pipeline Natural Gas |  | Water Injection | Electric Utility | [7 empty] | 0.0861 | 6.418 | 148802.126 | 0.0859 | 2.697 | 62736.306 | 0.0858 | 5.072 | 118092.347 | 0.0857 | 1.673 | 38954.909 | 0.0864 | 0.731 | 16853.517 | 0.0823 | 3.296 | 80566.26 | 0.0881 | 2.9 | 65999.6 | 0.0883 | 6 | 135486.1 | 3.6 | Water Injection | Low Ozone Season Rate | 0.0823 | 0.0823 | 2.7 |  |  | 2.7
IN | Hoosier Energy Lawrence Co Station | 7948 | 3 | Lawrence | 2005-03-19 | 505.4 | 67 | 38.8003 | -86.4511 | ARP, CAIRNOX, CAIROS, CAIRSO2, TRNOX, TRNOXOS, TRSO2G1 | Combustion turbine | Pipeline Natural Gas |  | Water Injection | Electric Utility | [7 empty] | 0.0882 | 6.515 | 148087.273 | 0.0873 | 2.67 | 61369.08 | 0.0866 | 4.789 | 110924.132 | 0.0875 | 1.618 | 37201.636 | 0.0907 | 0.729 | 16103.882 | 0.0837 | 3.611 | 88726.676 | 0.095 | 2.9 | 62080.3 | 0.095 | 6.2 | 130700 | 3.3 | Water Injection | Low Ozone Season Rate | 0.0837 | 0.0837 | 2.6 |  |  | 2.6
IN | Hoosier Energy Lawrence Co Station | 7948 | 4 | Lawrence | 2005-03-02 | 505.4 | 67 | 38.8003 | -86.4511 | ARP, CAIRNOX, CAIROS, CAIRSO2, TRNOX, TRNOXOS, TRSO2G1 | Combustion turbine | Pipeline Natural Gas |  | Water Injection | Electric Utility | [7 empty] | 0.0765 | 5.134 | 139705.098 | 0.0727 | 2.157 | 61483.84 | 0.0735 | 3.916 | 110746.096 | 0.0762 | 1.186 | 32625.443 | 0.0861 | 0.45 | 10722.559 | 0.0799 | 2.69 | 67555.856 | 0.0852 | 3.6 | 83857.6 | 0.0855 | 5.1 | 118406.1 | 4.5 | Water Injection | Low Ozone Season Rate | 0.0727 | 0.0727 | 3.1 |  |  | 3.1
IN | Hoosier Energy Lawrence Co Station | 7948 | 5 | Lawrence | 2005-02-21 | 505.4 | 67 | 38.8003 | -86.4511 | ARP, CAIRNOX, CAIROS, CAIRSO2, TRNOX, TRNOXOS, TRSO2G1 | Combustion turbine | Pipeline Natural Gas |  | Water Injection | Electric Utility | [7 empty] | 0.0652 | 4.356 | 134137.279 | 0.0664 | 1.985 | 59974.681 | 0.0674 | 2.9 | 86234.05 | 0.0663 | 0.784 | 23803.479 | 0.0632 | 0.336 | 10618.535 | 0.0836 | 2.375 | 56965.869 | 0.0924 | 3.7 | 78914.2 | 0.0924 | 5.9 | 127265.8 | 4.3 | Water Injection | Low Ozone Season Rate | 0.0632 | 0.0632 | 2.5 |  |  | 2.5
IN | Hoosier Energy Lawrence Co Station | 7948 | 6 | Lawrence | 2005-02-12 | 505.4 | 67 | 38.8003 | -86.4511 | ARP, CAIRNOX, CAIROS, CAIRSO2, TRNOX, TRNOXOS, TRSO2G1 | Combustion turbine | Pipeline Natural Gas |  | Water Injection | Electric Utility | [7 empty] | 0.1001 | 6.189 | 122360.694 | 0.101 | 2.596 | 50988.829 | 0.0996 | 4.106 | 81663.854 | 0.0991 | 0.948 | 18903.43 | 0.0973 | 0.628 | 12822.916 | 0.0876 | 2.954 | 66725.073 | 0.0907 | 2.2 | 49410.9 | 0.0896 | 6 | 132312.5 | 2.7 | Water Injection | Low Ozone Season Rate | 0.0876 | 0.0876 | 2.2 |  |  | 2.2
IN | IPL - Eagle Valley Generating Station | 991 | 1 | Morgan | 1949-02-01 | 524 | 46 | 39.4851 | -86.4176 | NBP, ARP | Tangentially-fired | Diesel Oil |  |  | Electric Utility | Electric Services | 0.1748 | 0.625 | 6464.025 | 0.1651 | 0.346 | 4119.2 | 0.1639 | 0.877 | 10506.725 | 0.1685 | 1.467 | 16944.525 | 0.1631 | 0.492 | 6006.05 | 0.1655 | 0.314 | 3702.85 |  |  |  | 0.0995 | 2.096 | 39552.796 | 0.0956 | 0.9 | 16330.3 |  |  |  | 0.8 |  | Low Ozone Season Rate | 0.0956 | 0.0956 | 0.9 |  |  | 0.9
IN | IPL - Eagle Valley Generating Station | 991 | 2 | Morgan | 1950-04-01 | 524 | 46 | 39.4851 | -86.4176 | NBP, ARP | Tangentially-fired | Diesel Oil |  |  | Electric Utility | Electric Services | 0.1546 | 0.509 | 5849.825 | 0.1296 | 0.31 | 4093.7 | 0.1368 | 1.663 | 19591.975 | 0.1659 | 1.789 | 18436.125 | 0.1317 | 0.716 | 9770.5 | 0.1294 | 0.275 | 3393.05 |  |  |  | 0.131 | 2.801 | 39433.161 | 0.1226 | 1.2 | 16825.7 |  |  |  | 0.9 |  | New SNCR | 0.1226 | 0.07356 | 0.7 |  |  | 0.7
IN | IPL - Eagle Valley Generating Station | 991 | 3 | Morgan | 1951-11-01 | 524 | 50 | 39.4851 | -86.4176 | NBP, ARP | Tangentially-fired | Coal |  |  | Electric Utility | Electric Services | 0.771 | 414.319 | 1062004.619 | 0.4986 | 152.941 | 606473.814 | 0.4749 | 246.767 | 1031699.967 | 0.5092 | 279.837 | 1085159.311 | 0.5545 | 279.694 | 966897.333 | 0.4907 | 141.167 | 569248.852 | 0.4908 | 49.869 | 193225.784 | 0.4087 | 156.474 | 756879.118 | 0.4714 | 116.2 | 480325.1 | 0.444 | 18.1 | 78348.5 | 25 |  | New SNCR | 0.4087 | 0.24522 | 60.5 | Shutdown | Gas Combined Cycle Replacement | 2.3 | 114
IN | IPL - Eagle Valley Generating Station | 991 | 4 | Morgan | 1953-01-01 | 741 | 69 | 39.4851 | -86.4176 | NBP, ARP | Tangentially-fired | Coal |  |  | Electric Utility | Electric Services | 0.7605 | 572.54 | 1472104.581 | 0.4322 | 256.646 | 1206072.236 | 0.4329 | 325.616 | 1530765.833 | 0.4388 | 345.757 | 1611950.464 | 0.4293 | 367.573 | 1829304.742 | 0.4446 | 168.992 | 779149.473 | 0.3758 | 166.614 | 897324.865 | 0.3558 | 278.55 | 1572658.311 | 0.3805 | 231.7 | 1214088.9 | 0.3011 | 54.1 | 347633.4 | 44.6 |  | New SNCR | 0.3011 | 0.18066 | 110 | Shutdown | Gas Combined Cycle Replacement | 5.8 | 225.9
IN | IPL - Eagle Valley Generating Station | 991 | 5 | Morgan | 1953-12-01 | 741 | 69 | 39.4851 | -86.4176 | NBP, ARP | Tangentially-fired | Coal |  |  | Electric Utility | Electric Services | 0.411 | 271.675 | 1335077.333 | 0.3221 | 181.827 | 1177969.73 | 0.2608 | 189.46 | 1487901.18 | 0.2886 | 190.372 | 1335633.028 | 0.3046 | 211.735 | 1455861.879 | 0.3076 | 155.911 | 1036018.834 | 0.2726 | 123.81 | 920197.213 | 0.2374 | 146.743 | 1217245.438 | 0.3003 | 172.3 | 1161510.9 | 0.2752 | 61 | 423804.9 | 42.7 |  | New SNCR | 0.2374 | 0.14244 | 81.7 | Shutdown | Gas Combined Cycle Replacement | 5.5 | 166.8
IN | IPL - Eagle Valley Generating Station | 991 | 6 | Morgan | 1956-10-01 | 1017 | 113.6 | 39.4851 | -86.4176 | NBP, ARP | Tangentially-fired | Coal |  | Low NOx Burner Technology w/ Separated OFA | Electric Utility | Electric Services | 0.3947 | 504.062 | 2654163.042 | 0.3242 | 308.908 | 2005093.27 | 0.2593 | 348.102 | 2757156.621 | 0.2963 | 327.965 | 2279977.172 | 0.301 | 343.907 | 2366186.221 | 0.3202 | 256.449 | 1650057.266 | 0.2586 | 265.179 | 2077245.599 | 0.2424 | 185.94 | 1545855.064 | 0.3048 | 316.3 | 2095543.6 | 0.3004 | 112.9 | 727410.2 | 56.1 |  | New SCR | 0.2424 | 0.06 | 62.3 | Shutdown | Gas Combined Cycle Replacement | 10 | 306.3
IN | IPL - Harding Street Station (EW Stout) | 990 | 9 | Marion | 1942-04-01 | 527 | 43.8 | 39.7119 | -86.1975 | NBP, ARP | Tangentially-fired | Diesel Oil |  |  | Electric Utility | Electric Services | 0.1534 | 0.052 | 626.2 | 0.1609 | 0.212 | 2524.375 | 0.172 | 0.423 | 4371.65 | 0.1657 | 0.207 | 2324.05 | 0.1613 | 1.069 | 13001.2 | 0.161 | 0.116 | 1351.475 | 0.387 | 1.071 | 5536.329 | 0.1969 | 1.381 | 14567.924 | 0.2024 | 0 | 450.4 |  |  |  | 0 |  | New SNCR | 0.1534 | 0.09204 | 0 |  |  | 0
IN | IPL - Harding Street Station (EW Stout) | 990 | 10 | Marion | 1947-06-01 | 527 | 43.8 | 39.7119 | -86.1975 | NBP, ARP | Tangentially-fired | Diesel Oil |  |  | Electric Utility | Electric Services | 0.1758 | 0.146 | 1577.775 | 0.1629 | 0.04 | 466.125 | 0.1721 | 0.947 | 10392.05 | 0.1644 | 0.308 | 3529.325 | 0.1669 | 0.892 | 10012.925 | 0.1606 | 0.17 | 2084.45 | 0.138 | 0.019 | 282.364 | 0.1388 | 0.17 | 2348.701 | 0.138 | 0 | 234.6 |  |  |  | 0 |  | New SNCR | 0.138 | 0.0828 | 0 |  |  | 0
IN | IPL - Harding Street Station (EW Stout) | 990 | 50 | Marion | 1958-05-01 | 1017 | 113.5 | 39.7119 | -86.1975 | NBP, ARP | Tangentially-fired | Coal |  | Low NOx Burner Technology w/ Separated OFA | Electric Utility | Electric Services | 0.3501 | 526.151 | 3027564.45 | 0.3035 | 338.545 | 2267601.775 | 0.2987 | 361.69 | 2446498.875 | 0.2212 | 294.206 | 2601425.025 | 0.3036 | 415.471 | 2801510.575 | 0.2862 | 335.399 | 2377018.425 | 0.209 | 264.07 | 2475522.518 | 0.2258 | 309.088 | 2677577.315 | 0.2439 | 315.3 | 2508746.2 | 0.2634 | 411.7 | 3048249.5 | 67.2 | SNCR | New SCR | 0.209 | 0.1045 | 135.1 | Shutdown | Gas Combined Cycle Replacement | 11.9 | 303.4
IN | IPL - Harding Street Station (EW Stout) | 990 | 60 | Marion | 1961-04-01 | 1017 | 113.6 | 39.7119 | -86.1975 | NBP, ARP | Tangentially-fired | Coal |  | Low NOx Burner Technology w/ Separated OFA | Electric Utility | Electric Services | 0.3495 | 478.283 | 2813298.6 | 0.242 | 254.216 | 2121165.85 | 0.2316 | 343.854 | 2923871.4 | 0.2141 | 271.813 | 2559007.175 | 0.2276 | 275.404 | 2518315.55 | 0.2573 | 276.072 | 2124926.925 | 0.2149 | 303.045 | 2762115.2 | 0.232 | 192.5 | 1652088.223 | 0.2526 | 311.4 | 2427546.5 | 0.2467 | 366.4 | 2942007.9 | 65 | SNCR | New SCR | 0.2141 | 0.10705 | 132 | Shutdown | Gas Combined Cycle Replacement | 11.5 | 299.9
IN | IPL - Harding Street Station (EW Stout) | 990 | 70 | Marion | 1973-07-01 | 4123 | 470.9 | 39.7119 | -86.1975 | NBP, ARP | Tangentially-fired | Coal |  | Low NOx Burner Technology w/ Closed-coupled/Separated OFA | Electric Utility | Electric Services | 0.2915 | 1321.617 | 8888705.5 | 0.311 | 1293.543 | 8170115.7 | 0.1294 | 663.967 | 10900000 | 0.0793 | 421.742 | 11100000 | 0.0666 | 346.09 | 10700000 | 0.1457 | 600.857 | 9142043.85 | 0.0832 | 465.703 | 12200000 | 0.1025 | 504.959 | 11200000 | 0.0771 | 403.7 | 11100000 | 0.0918 | 485.6 | 11300000 | 73.6 | SCR | Existing SCR | 0.0666 | 0.0666 | 348.7 |  |  | 348.7
IN | IPL - Harding Street Station (EW Stout) | 990 | GT4 | Marion | 1994-03-15 | 1124 | 80 | 39.7119 | -86.1975 | CAIRNOX, CAIROS, CAIRSO2, TRNOX, TRNOXOS, TRSO2G1, ARP | Combustion turbine | Pipeline Natural Gas | Diesel Oil | Water Injection | Electric Utility |  | 0.1475 | 4.588 | 63814.575 | 0.1791 | 2.343 | 28449 | 0.1496 | 10.685 | 148292.65 | 0.1298 | 6.832 | 108395.025 | 0.1298 | 6.836 | 109071.15 | 0.1576 | 3.641 | 48062.85 | 0.1904 | 0.653 | 7072.744 | 0.1715 | 18.082 | 214512.29 | 0.1692 | 16 | 194860.5 | 0.1712 | 12.3 | 148462.5 | 4.7 | Water Injection | Low Ozone Season Rate | 0.1298 | 0.1298 | 12.3 |  |  | 12.3
IN | IPL - Harding Street Station (EW Stout) | 990 | GT5 | Marion | 1994-11-18 | 1112 | 80 | 39.7119 | -86.1975 | CAIRNOX, CAIROS, CAIRSO2, TRNOX, TRNOXOS, TRSO2G1, ARP | Combustion turbine | Pipeline Natural Gas | Diesel Oil | Water Injection | Electric Utility |  | 0.1478 | 5.953 | 81950.025 | 0.1462 | 2.853 | 41606.25 | 0.1468 | 10.234 | 142755.575 | 0.1307 | 6.411 | 100215 | 0.1299 | 6.444 | 101878.875 | 0.1621 | 4.087 | 52116.725 | 0.1584 | 1.083 | 14206.796 | 0.1543 | 15.899 | 207307.942 | 0.1452 | 16.1 | 225070.9 | 0.1464 | 15.7 | 217601.6 | 5.5 | Water Injection | Low Ozone Season Rate | 0.1299 | 0.1299 | 14.4 |  |  | 14.4
IN | IPL - Harding Street Station (EW Stout) | 990 | GT6 | Marion | 2002-05-10 | 2000 | 185 | 39.7119 | -86.1975 | CAIRNOX, CAIROS, CAIRSO2, TRNOX, TRNOXOS, TRSO2G1, ARP | Combustion turbine | Pipeline Natural Gas |  | Dry Low NOx Burners | Electric Utility |  | 0.0373 | 1.995 | 124212.975 | 0.0341 | 0.572 | 45873.65 | 0.0292 | 5.167 | 407085.1 | 0.0251 | 3.908 | 360925.15 | 0.0288 | 4.539 | 377448.425 | 0.0314 | 2.584 | 204319.025 | 0.0338 | 0.56 | 42301.911 | 0.0318 | 5.715 | 416730.176 | 0.0361 | 7 | 462511.8 | 0.0325 | 7.4 | 545657.3 | 6.3 | Dry Low NOx Burners | Low Ozone Season Rate | 0.0251 | 0.0251 | 4.9 |  |  | 4.9
IN | IPL - Petersburg Generating Station | 994 | 1 | Pike | 1967-05-01 | 2200 | 281.6 | 38.5267 | -87.2525 | NBP, ARP | Tangentially-fired | Coal |  | Low NOx Burner Technology w/ Closed-coupled/Separated OFA | Electric Utility | Electric Services | 0.3069 | 1213.426 | 7678062.375 | 0.2837 | 833.655 | 5644482.925 | 0.2561 | 974.686 | 7231937.575 | 0.2473 | 1044.436 | 8189831.8 | 0.2557 | 947.008 | 7149879 | 0.278 | 905.166 | 6439942.7 | 0.2171 | 496.088 | 4429854.71 | 0.2114 | 613.748 | 5713136.253 | 0.2639 | 655 | 4859694.7 | 0.2126 | 628.7 | 5880404.8 | 60.2 |  | New SCR | 0.2114 | 0.06 | 148.9 |  |  | 148.9
IN | IPL - Petersburg Generating Station | 994 | 2 | Pike | 1969-12-01 | 4144 | 523.3 | 38.5267 | -87.2525 | NBP, ARP | Tangentially-fired | Coal |  | Low NOx Burner Technology w/ Closed-coupled/Separated OFA | Electric Utility | Electric Services | 0.338 | 2345.303 | 13600000 | 0.0424 | 184.577 | 10700000 | 0.051 | 359.578 | 14500000 | 0.063 | 453.155 | 14600000 | 0.1279 | 686.941 | 11000000 | 0.0734 | 425.169 | 12000000 | 0.0907 | 446.628 | 10400000 | 0.2687 | 1693.578 | 12900000 | 0.1732 | 1017.8 | 11500000 | 0.1341 | 656.5 | 10100000 | 75.4 | SCR | Existing SCR | 0.0424 | 0.0424 | 249.2 |  |  | 249.2
IN | IPL - Petersburg Generating Station | 994 | 3 | Pike | 1977-11-01 | 5540 | 670.9 | 38.5267 | -87.2525 | NBP, ARP | Tangentially-fired | Coal |  | Low NOx Burner Technology w/ Closed-coupled OFA | Electric Utility | Electric Services | 0.3368 | 2235.411 | 13200000 | 0.0569 | 313.595 | 13400000 | 0.0466 | 330.501 | 16500000 | 0.1396 | 596.023 | 11200000 | 0.0939 | 842.608 | 18800000 | 0.1086 | 796.883 | 17100000 | 0.1026 | 748.203 | 16100000 | 0.0917 | 734.889 | 17000000 | 0.1229 | 857.8 | 14200000 | 0.1564 | 940.7 | 13300000 | 69.8 | SCR | Existing SCR | 0.0466 | 0.0466 | 325.2 |  |  | 325.2
IN | IPL - Petersburg Generating Station | 994 | 4 | Pike | 1986-04-01 | 5550 | 670.9 | 38.5267 | -87.2525 | NBP, ARP | Tangentially-fired | Coal |  | Low NOx Burner Technology w/ Closed-coupled OFA | Electric Utility | Electric Services | 0.2291 | 1888.875 | 16700000 | 0.2342 | 1429.721 | 12400000 | 0.2662 | 2218.587 | 16800000 | 0.2587 | 2352.105 | 18300000 | 0.2464 | 2150.807 | 17300000 | 0.2462 | 2042.504 | 16500000 | 0.226 | 1952.86 | 17200000 | 0.2437 | 1978.095 | 16300000 | 0.2292 | 1818.9 | 15700000 | 0.2797 | 1722.4 | 12700000 | 77 |  | New SCR | 0.226 | 0.06 | 476.2 |  |  | 476.2
IN | Lawrenceburg Energy Facility | 55502 | 1 | Dearborn | 2003-09-06 | 2250 | 174 | 39.0913 | -84.8667 | ARP, CAIRNOX, CAIROS, CAIRSO2, TRNOX, TRNOXOS, TRSO2G1 | Combined cycle | Pipeline Natural Gas |  | Dry Low NOx Burners<br>Selective Catalytic Reduction | Electric Utility | [7 empty] | 0.0414 | 5.236 | 427465.291 | 0.0317 | 7.946 | 923848.311 | 0.0303 | 12.612 | 1456625.005 | 0.0331 | 10.542 | 1073681.626 | 0.032 | 7.49 | 812913.17 | 0.0211 | 11.583 | 1684927.344 | 0.015 | 15.3 | 2679470.8 | 0.011 | 24.7 | 4922097.2 | 32.4 | Dry Low NOx Burners<br>Selective Catalytic Reduction | Existing SCR | 0.011 | 0.011 | 11.3 |  |  | 11.3
IN | Lawrenceburg Energy Facility | 55502 | 2 | Dearborn | 2003-09-05 | 2250 | 174 | 39.0913 | -84.8667 | ARP, CAIRNOX, CAIROS, CAIRSO2, TRNOX, TRNOXOS, TRSO2G1 | Combined cycle | Pipeline Natural Gas |  | Dry Low NOx Burners<br>Selective Catalytic Reduction | Electric Utility | [7 empty] | 0.0435 | 3.646 | 295909.823 | 0.0252 | 7.636 | 1021716.477 | 0.0236 | 10.207 | 1412481.237 | 0.0236 | 7.721 | 1003629.189 | 0.0237 | 7.204 | 970943.784 | 0.017 | 10.602 | 1780319.441 | 0.0166 | 16.7 | 2797152.1 | 0.0117 | 24.6 | 4659470.6 | 33.9 | Dry Low NOx Burners<br>Selective Catalytic Reduction | Existing SCR | 0.0117 | 0.0117 | 11.8 |  |  | 11.8
IN | Lawrenceburg Energy Facility | 55502 | 3 | Dearborn | 2003-10-13 | 2250 | 174 | 39.0913 | -84.8667 | ARP, CAIRNOX, CAIROS, CAIRSO2, TRNOX, TRNOXOS, TRSO2G1 | Combined cycle | Pipeline Natural Gas |  | Dry Low NOx Burners<br>Selective Catalytic Reduction | Electric Utility |  |  |  |  | 0.0604 | 1.299 | 88463.143 | 0.0415 | 7.653 | 671720.858 | 0.0272 | 6.517 | 791519.655 | 0.0282 | 11.327 | 1364972.825 | 0.0334 | 8.93 | 919312.883 | 0.0248 | 6.569 | 872633.216 | 0.0226 | 14.465 | 1973187.775 | 0.0195 | 16.2 | 2490417 | 0.0129 | 25.1 | 4511738 | 30.1 | Dry Low NOx Burners<br>Selective Catalytic Reduction | Existing SCR | 0.0129 | 0.0129 | 10.7 |  |  | 10.7
IN | Lawrenceburg Energy Facility | 55502 | 4 | Dearborn | 2003-10-15 | 2250 | 174 | 39.0913 | -84.8667 | ARP, CAIRNOX, CAIROS, CAIRSO2, TRNOX, TRNOXOS, TRSO2G1 | Combined cycle | Pipeline Natural Gas |  | Dry Low NOx Burners<br>Selective Catalytic Reduction | Electric Utility |  |  |  |  | 0.0474 | 1.144 | 93088.017 | 0.0387 | 7.062 | 674613.096 | 0.0276 | 6.497 | 835388.624 | 0.0251 | 10.484 | 1426270.509 | 0.0282 | 7.662 | 920629.248 | 0.0269 | 5.629 | 721730.665 | 0.016 | 12.63 | 2179244.834 | 0.0172 | 17.1 | 2828995.8 | 0.0115 | 22.2 | 4410087 | 34.2 | Dry Low NOx Burners<br>Selective Catalytic Reduction | Existing SCR | 0.0115 | 0.0115 | 11.4 |  |  | 11.4
IN | Merom | 6213 | 1SG1 | Sullivan | 1983-09-01 | 5800 | 540 | 39.0694 | -87.5108 | ARP, NBP | Dry bottom turbo-fired boiler | Coal |  | Low NOx Burner Technology w/ Overfire Air | Electric Utility | Electric Services | 0.3761 | 3013.329 | 15800000 | 0.114 | 737.527 | 13200000 | 0.1351 | 809.139 | 12200000 | 0.0962 | 546.115 | 11800000 | 0.1019 | 791.459 | 15600000 | 0.1363 | 939.457 | 13900000 | 0.099 | 776.779 | 15800000 | 0.109 | 642.1 | 11600000 | 0.0848 | 691.7 | 16400000 | 0.0811 | 474.2 | 11800000 | 77 | SCR | Existing SCR | 0.0811 | 0.0811 | 661.5 |  |  | 661.5
IN | Merom | 6213 | 2SG1 | Sullivan | 1982-02-01 | 7000 | 540 | 39.0694 | -87.5108 | ARP, NBP | Dry bottom turbo-fired boiler | Coal |  | Low NOx Burner Technology w/ Overfire Air | Electric Utility | Electric Services | 0.2898 | 2387.657 | 16400000 | 0.1008 | 332.386 | 6760631.893 | 0.1277 | 990.909 | 15800000 | 0.1061 | 841.855 | 16000000 | 0.1123 | 833.609 | 15300000 | 0.1031 | 796.995 | 15600000 | 0.124 | 947.633 | 15300000 | 0.1078 | 833.415 | 15800000 | 0.0875 | 638.5 | 14600000 | 0.0696 | 415.2 | 12100000 | 56.9 | SCR | Existing SCR | 0.0696 | 0.0696 | 507.9 |  |  | 507.9
IN | Michigan City Generating Station | 997 | 4 | LaPorte | 1950-10-01 | 482 | 70 | 41.7203 | -86.9097 | NBP, ARP | Cyclone boiler | Pipeline Natural Gas |  |  | Electric Utility | Electric Services | [26 empty] | 0 |  |  |  | 0 |  | Not Operating | 0 | 0 | 0 |  |  | 0
IN | Michigan City Generating Station | 997 | 5 | LaPorte | 1950-10-01 | 482 | 70 | 41.7203 | -86.9097 | NBP, ARP | Cyclone boiler | Pipeline Natural Gas |  |  | Electric Utility | Electric Services | 0.0362 | 0.607 | 32536.975 | [23 empty] | 0 |  |  |  | 0 |  | Low Ozone Season Rate | 0.0362 | 0.0362 | 0 |  |  | 0
IN | Michigan City Generating Station | 997 | 6 | LaPorte | 1950-10-01 | 482 | 70 | 41.7203 | -86.9097 | NBP, ARP | Cyclone boiler | Pipeline Natural Gas |  |  | Electric Utility | Electric Services | [26 empty] | 0 |  |  |  | 0 |  | Not Operating | 0 | 0 | 0 |  |  | 0
IN | Michigan City Generating Station | 997 | 12 | LaPorte | 1974-05-31 | 5200 | 540 | 41.7203 | -86.9097 | NBP, ARP | Cyclone boiler | Coal |  | Overfire Air<br>Selective Catalytic Reduction (Began May 01, 2003) | Electric Utility | Electric Services | 0.4169 | 2533.77 | 12100000 | 0.1115 | 650.601 | 11900000 | 0.092 | 689.155 | 15500000 | 0.1299 | 890.54 | 14400000 | 0.1307 | 660.451 | 12100000 | 0.0949 | 638.791 | 13700000 | 0.0968 | 585.305 | 12300000 | 0.1002 | 587.349 | 12400000 | 0.1106 | 632.8 | 12500000 | 0.1063 | 577.5 | 11500000 | 65.4 | SCR | Existing SCR | 0.092 | 0.092 | 526.4 |  |  | 526.4
IN | Montpelier Electric Gen Station | 55229 | G1CT1 | Wells | 2001-06-01 | 305.7 | 59 | 40.6206 | -85.3057 | ARP, CAIRNOX, CAIROS, CAIRSO2, TRNOX, TRNOXOS, TRSO2G1 | Combustion turbine | Pipeline Natural Gas |  | Water Injection | Electric Utility |  | 0.0939 | 0.944 | 22268.772 | 0.1 | 0.446 | 9843.954 | 0.1017 | 2.865 | 60498.86 | 0.1051 | 2.042 | 41889.242 | 0.0964 | 2.928 | 65814.282 | 0.1028 | 1.697 | 37282.605 | 0.1063 | 0.883 | 18836.333 | 0.0935 | 4.273 | 100336.832 | 0.1009 | 4.4 | 94129.4 | 0.1012 | 6.4 | 138414.1 | 8.4 | Water Injection | Low Ozone Season Rate | 0.0935 | 0.0935 | 4.1 |  |  | 4.1
IN | Montpelier Electric Gen Station | 55229 | G1CT2 | Wells | 2001-06-01 | 306.1 | 59 | 40.6206 | -85.3057 | ARP, CAIRNOX, CAIROS, CAIRSO2, TRNOX, TRNOXOS, TRSO2G1 | Combustion turbine | Pipeline Natural Gas |  | Water Injection | Electric Utility |  | 0.0941 | 0.94 | 22106.786 | 0.098 | 0.427 | 9932.463 | 0.1005 | 2.747 | 59786.522 | 0.1066 | 1.993 | 40843.176 | 0.1003 | 3.118 | 67458.932 | 0.1009 | 1.682 | 37978.51 | 0.1054 | 1.027 | 21990.243 | 0.091 | 5.29 | 127133.607 | 0.0901 | 3.9 | 93230.4 | 0.1038 | 6.5 | 138897.8 | 8.3 | Water Injection | Low Ozone Season Rate | 0.0901 | 0.0901 | 3.9 |  |  | 3.9
IN | Montpelier Electric Gen Station | 55229 | G2CT1 | Wells | 2001-06-01 | 380.5 | 59 | 40.6206 | -85.3057 | ARP, CAIRNOX, CAIROS, CAIRSO2, TRNOX, TRNOXOS, TRSO2G1 | Combustion turbine | Pipeline Natural Gas |  | Water Injection | Electric Utility |  | 0.0933 | 1.072 | 24881.347 | 0.1013 | 0.651 | 13970.456 | 0.1035 | 2.999 | 62422.034 | 0.1066 | 2.066 | 42679.551 | 0.0982 | 3.312 | 74111.096 | 0.1009 | 2.474 | 55562.237 | 0.1048 | 0.872 | 18518.477 | 0.0941 | 4.109 | 96920.586 | 0.1048 | 3.7 | 77200.7 | 0.1081 | 6.2 | 127836.5 | 5.5 | Water Injection | Low Ozone Season Rate | 0.0933 | 0.0933 | 3.3 |  |  | 3.3
IN | Montpelier Electric Gen Station | 55229 | G2CT2 | Wells | 2001-06-01 | 381.1 | 59 | 40.6206 | -85.3057 | ARP, CAIRNOX, CAIROS, CAIRSO2, TRNOX, TRNOXOS, TRSO2G1 | Combustion turbine | Pipeline Natural Gas |  | Water Injection | Electric Utility |  | 0.0911 | 0.981 | 22958.507 | 0.0901 | 0.588 | 13592.12 | 0.0954 | 2.741 | 58850.704 | 0.1011 | 1.991 | 41751.055 | 0.0897 | 2.752 | 65370.597 | 0.0902 | 2.258 | 53736.857 | 0.0977 | 0.836 | 18378.228 | 0.0889 | 4.131 | 100409.981 | 0.1065 | 4.3 | 86619 | 0.1119 | 6.4 | 137176.3 | 6.2 | Water Injection | Low Ozone Season Rate | 0.0889 | 0.0889 | 3.6 |  |  | 3.6
IN | Montpelier Electric Gen Station | 55229 | G3CT1 | Wells | 2001-06-01 | 305.5 | 59 | 40.6206 | -85.3057 | ARP, CAIRNOX, CAIROS, CAIRSO2, TRNOX, TRNOXOS, TRSO2G1 | Combustion turbine | Pipeline Natural Gas |  | Water Injection | Electric Utility |  | 0.093 | 0.987 | 23113.488 | 0.1001 | 0.511 | 11324.98 | 0.0997 | 2.855 | 60148.427 | 0.1016 | 1.85 | 38799.687 | 0.101 | 3.105 | 66429.791 | 0.1003 | 2.198 | 48580.213 | 0.1023 | 0.841 | 18036.939 | 0.0914 | 4.095 | 97037.701 | 0.1113 | 4.9 | 93630.1 | 0.1035 | 6.1 | 130495 | 8.3 | Water Injection | Low Ozone Season Rate | 0.0914 | 0.0914 | 4 |  |  | 4
IN | Montpelier Electric Gen Station | 55229 | G3CT2 | Wells | 2001-06-01 | 306.3 | 59 | 40.6206 | -85.3057 | ARP, CAIRNOX, CAIROS, CAIRSO2, TRNOX, TRNOXOS, TRSO2G1 | Combustion turbine | Pipeline Natural Gas |  | Water Injection | Electric Utility |  | 0.0952 | 1.045 | 24149.922 | 0.0953 | 0.524 | 11870.316 | 0.0995 | 2.863 | 61460.333 | 0.0995 | 1.767 | 38879.406 | 0.0915 | 2.658 | 63227.072 | 0.0883 | 1.465 | 35890.003 | 0.0887 | 0.735 | 17648.812 | 0.082 | 3.547 | 93617.932 | 0.0985 | 4.4 | 93753.9 | 0.1045 | 6.5 | 136303.1 | 8.3 | Water Injection | Low Ozone Season Rate | 0.082 | 0.082 | 3.7 |  |  | 3.7
IN | Montpelier Electric Gen Station | 55229 | G4CT1 | Wells | 2001-06-01 | 305.2 | 59 | 40.6206 | -85.3057 | ARP, CAIRNOX, CAIROS, CAIRSO2, TRNOX, TRNOXOS, TRSO2G1 | Combustion turbine | Pipeline Natural Gas |  | Water Injection | Electric Utility |  | 0.1118 | 1.216 | 26767.09 | 0.1346 | 0.663 | 10301.133 | 0.1004 | 2.802 | 59730.691 | 0.1044 | 1.869 | 39528.125 | 0.0998 | 2.877 | 63641.144 | 0.1001 | 1.516 | 34568.49 | 0.1108 | 0.812 | 16412.138 | 0.0982 | 4.287 | 93768.063 | 0.101 | 4.4 | 93779.6 | 0.1156 | 6.5 | 134342.7 | 8.4 | Water Injection | Low Ozone Season Rate | 0.0982 | 0.0982 | 4.2 |  |  | 4.2
IN | Montpelier Electric Gen Station | 55229 | G4CT2 | Wells | 2001-06-01 | 306.9 | 59 | 40.6206 | -85.3057 | ARP, CAIRNOX, CAIROS, CAIRSO2, TRNOX, TRNOXOS, TRSO2G1 | Combustion turbine | Pipeline Natural Gas |  | Water Injection | Electric Utility |  | 0.1029 | 1.187 | 27345.14 | 0.1001 | 0.554 | 12164.549 | 0.0959 | 3.102 | 69471.504 | 0.0962 | 2.004 | 45653.314 | 0.1021 | 3.096 | 66153.208 | 0.1001 | 1.723 | 38524.413 | 0.1111 | 0.782 | 15406.53 | 0.0938 | 3.962 | 91302.673 | 0.1109 | 4.5 | 87151.8 | 0.1174 | 7 | 128923.8 | 7.7 | Water Injection | Low Ozone Season Rate | 0.0938 | 0.0938 | 3.8 |  |  | 3.8
IN | Noblesville | 1007 | CT3 | Hamilton | 2003-04-17 | 833.9 | 76 | 40.0969 | -85.9714 | ARP, CAIRNOX, CAIROS, CAIRSO2, TRNOX, TRNOXOS, TRSO2G1 | Combined cycle | Pipeline Natural Gas |  | Dry Low NOx Burners<br>Selective Catalytic Reduction | Electric Utility |  | 0.7459 | 128.564 | 386388.022 | 0.0229 | 3.574 | 401214.233 | 0.0148 | 4.236 | 679014.189 | 0.013 | 2.25 | 406492.511 | 0.0187 | 3.383 | 541983.468 | 0.0286 | 4.387 | 444962.173 | 0.0302 | 1.291 | 136645.696 | 0.0398 | 7.588 | 497487.811 | 0.027 | 3.4 | 359897.1 | 0.0236 | 8.1 | 986779.4 | 11.8 | Dry Low NOx Burners<br>Selective Catalytic Reduction | Existing SCR | 0.013 | 0.013 | 1.7 |  |  | 1.7
IN | Noblesville | 1007 | CT4 | Hamilton | 2003-04-24 | 833.9 | 76 | 40.0969 | -85.9714 | ARP, CAIRNOX, CAIROS, CAIRSO2, TRNOX, TRNOXOS, TRSO2G1 | Combined cycle | Pipeline Natural Gas |  | Dry Low NOx Burners<br>Selective Catalytic Reduction | Electric Utility |  | 0.724 | 140.662 | 408090.808 | 0.0182 | 2.553 | 347112.46 | 0.0166 | 5.585 | 816174.498 | 0.0175 | 2.933 | 397862.199 | 0.0258 | 5.579 | 610791.33 | 0.0262 | 4.044 | 443596.389 | 0.0267 | 1.303 | 141507.568 | 0.0287 | 4.048 | 458079.005 | 0.0219 | 4.4 | 605378.7 | 0.0205 | 7.9 | 1138975.5 | 19.8 | Dry Low NOx Burners<br>Selective Catalytic Reduction | Existing SCR | 0.0166 | 0.0166 | 3.4 |  |  | 3.4
IN | Noblesville | 1007 | CT5 | Hamilton | 2003-05-11 | 833.9 | 76 | 40.0969 | -85.9714 | ARP, CAIRNOX, CAIROS, CAIRSO2, TRNOX, TRNOXOS, TRSO2G1 | Combined cycle | Pipeline Natural Gas |  | Dry Low NOx Burners<br>Selective Catalytic Reduction | Electric Utility |  | 0.8639 | 201.867 | 491129.887 | 0.0269 | 3.812 | 382084.311 | 0.0175 | 5.832 | 817839.535 | 0.021 | 2.257 | 298029.455 | 0.0281 | 6.981 | 676766.859 | 0.0281 | 4.59 | 486642.512 | 0.0322 | 1.487 | 129560.518 | 0.0268 | 5.254 | 577057.846 | 0.028 | 6.2 | 625789.7 | 0.0236 | 9.2 | 1155686.6 | 20.4 | Dry Low NOx Burners<br>Selective Catalytic Reduction | Existing SCR | 0.0175 | 0.0175 | 3.9 |  |  | 3.9
IN | R Gallagher | 1008 | 1 | Floyd | 1959-06-15 | 1460 | 150 | 38.2636 | -85.8381 | NBP, ARP | Dry bottom wall-fired boiler | Coal | Diesel Oil | Low NOx Burner Technology w/ Overfire Air | Electric Utility | Electric Services | 0.4151 | 622.747 | 2973179.983 | 0.3779 | 416.349 | 2241047.628 | 0.3266 | 489.914 | 2954838.715 | 0.3222 | 397.656 | 2474655.928 | 0.3186 | 543.909 | 3402802.198 | 0.4031 | 593.05 | 3041954.837 | 0.3629 | 318.384 | 1756316.833 | 0.3594 | 435.158 | 2391245.021 | 0.3565 | 160.2 | 903620.2 |  |  |  | 16.9 |  | New SNCR | 0.3186 | 0.19116 | 85.9 | Shutdown | Gas Combined Cycle Replacement | 4.3 | 155.9
IN | R Gallagher | 1008 | 2 | Floyd | 1958-12-01 | 1470 | 150 | 38.2636 | -85.8381 | NBP, ARP | Dry bottom wall-fired boiler | Coal | Diesel Oil | Low NOx Burner Technology w/ Overfire Air | Electric Utility | Electric Services | 0.4043 | 702.08 | 3432556.99 | 0.3772 | 405.223 | 2180068.333 | 0.3239 | 509.351 | 3104316.647 | 0.323 | 410.035 | 2539627.686 | 0.319 | 557.209 | 3482847.171 | 0.4022 | 705.389 | 3618045.915 | 0.3538 | 447.462 | 2500406.57 | 0.352 | 511.632 | 2835359.285 | 0.3417 | 213.4 | 1215545.7 | 0.3453 | 204 | 1146341.3 | 22.5 |  | New SNCR | 0.319 | 0.1914 | 119.6 |  |  | 119.6
IN | R Gallagher | 1008 | 3 | Floyd | 1960-04-15 | 1460 | 150 | 38.2636 | -85.8381 | NBP, ARP | Dry bottom wall-fired boiler | Coal | Diesel Oil | Low NOx Burner Technology w/ Overfire Air | Electric Utility | Electric Services | 0.4039 | 632.077 | 3098705.741 | 0.3372 | 420.084 | 2479275.991 | 0.2865 | 368.192 | 2532678.924 | 0.2666 | 368.858 | 2648323.522 | 0.334 | 557.133 | 3232171.116 | 0.3549 | 551.493 | 3156901.795 | 0.3273 | 310.194 | 1839550.004 | 0.3452 | 461.209 | 2645695.733 | 0.3247 | 183.3 | 1082287.6 |  |  |  | 20.2 |  | New SNCR | 0.2666 | 0.15996 | 90.3 | Shutdown | Gas Combined Cycle Replacement | 5.1 | 178.1
IN | R Gallagher | 1008 | 4 | Floyd | 1961-03-01 | 1470 | 150 | 38.2636 | -85.8381 | NBP, ARP | Dry bottom wall-fired boiler | Coal | Diesel Oil | Low NOx Burner Technology w/ Overfire Air | Electric Utility | Electric Services | 0.4063 | 643.44 | 3125873.665 | 0.3413 | 383.277 | 2228635.768 | 0.2871 | 497.814 | 3350023.144 | 0.266 | 332.15 | 2379052.07 | 0.3369 | 642.403 | 3728122.907 | 0.349 | 564.072 | 3256797.877 | 0.3293 | 291.987 | 1737874.447 | 0.3377 | 493.284 | 2853816.574 | 0.334 | 174.4 | 1033100.7 | 0.3148 | 138.3 | 844164 | 19.1 |  | New SNCR | 0.266 | 0.1596 | 83.4 |  |  | 83.4
IN | R M Schahfer Generating Station | 6085 | 14 | Jasper | 1976-12-31 | 5200 | 540 | 41.2175 | -87.0239 | ARP, NBP | Cyclone boiler | Coal |  | Overfire Air | Electric Utility | Electric Services | 0.4775 | 3155.821 | 13200000 | 0.1073 | 634.165 | 11900000 | 0.1414 | 988.013 | 14300000 | 0.1264 | 864.482 | 14800000 | 0.1588 | 1027.887 | 14100000 | 0.1105 | 672.914 | 12900000 | 0.3247 | 1920.838 | 12200000 | 0.1404 | 946.884 | 14400000 | 0.11 | 715 | 13600000 | 0.1138 | 504.5 | 9548762.3 | 71.4 | SCR | Existing SCR | 0.1073 | 0.1073 | 697.4 |  |  | 697.4
IN | R M Schahfer Generating Station | 6085 | 15 | Jasper | 1979-10-31 | 5700 | 556.4 | 41.2175 | -87.0239 | ARP, NBP | Dry bottom wall-fired boiler | Coal |  | Low NOx Burner Technology (Dry Bottom only) | Electric Utility | Electric Services | 0.2056 | 1600.62 | 15300000 | 0.1483 | 941.132 | 12600000 | 0.167 | 1262.804 | 14700000 | 0.1604 | 1110.544 | 13700000 | 0.2547 | 1785.425 | 13600000 | 0.244 | 1821.195 | 14200000 | 0.155 | 973.692 | 12300000 | 0.1629 | 1247.461 | 14900000 | 0.1539 | 1124.5 | 14100000 | 0.1428 | 991.6 | 13500000 | 67.5 |  | New SCR | 0.1428 | 0.06 | 438.4 |  |  | 438.4
IN | R M Schahfer Generating Station | 6085 | 17 | Jasper | 1983-04-28 | 4950 | 423.5 | 41.2175 | -87.0239 | ARP, NBP | Tangentially-fired | Coal |  | Low NOx Burner Technology (Dry Bottom only) (Retired Mar 02, 2003)<br>Low NOx Burner Technology w/ Closed-coupled/Separated OFA (Began Mar 03, 2003) | Electric Utility | Electric Services | 0.1921 | 1155.446 | 12100000 | 0.1811 | 832.627 | 9136761.594 | 0.1756 | 1229.55 | 14000000 | 0.1707 | 1134.958 | 13300000 | 0.1619 | 1008.498 | 12400000 | 0.1988 | 1082.071 | 11000000 | 0.2065 | 1094.788 | 10600000 | 0.1976 | 1168.903 | 11700000 | 0.1798 | 832 | 9133698.3 | 0.181 | 670.6 | 7352023.4 | 50.3 |  | New SCR | 0.1619 | 0.06 | 277.7 |  |  | 277.7
IN | R M Schahfer Generating Station | 6085 | 18 | Jasper | 1986-02-14 | 4950 | 423.5 | 41.2175 | -87.0239 | ARP, NBP | Tangentially-fired | Coal |  | Low NOx Burner Technology (Dry Bottom only) (Retired Feb 09, 2003)<br>Low NOx Burner Technology w/ Closed-coupled/Separated OFA (Began Feb 10, 2003) | Electric Utility | Electric Services | 0.1883 | 1100.708 | 11700000 | 0.1944 | 712.81 | 7395368.505 | 0.2018 | 1394.507 | 13800000 | 0.1676 | 1068.623 | 12700000 | 0.1661 | 1017.386 | 12100000 | 0.1885 | 1210.361 | 12700000 | 0.2074 | 1126.763 | 10800000 | 0.1959 | 1075.249 | 11100000 | 0.186 | 933.6 | 10000000 | 0.18 | 838.5 | 9321844.2 | 55.3 |  | New SCR | 0.1661 | 0.06 | 301.2 |  |  | 301.2
IN | R M Schahfer Generating Station | 6085 | 16A | Jasper | 1979-12-31 | 1450 | 129 | 41.2175 | -87.0239 | CAIRNOX, CAIROS, CAIRSO2, TRNOX, TRNOXOS, TRSO2G1 | Combustion turbine | Pipeline Natural Gas |  |  | Electric Utility |  | 0.3092 | 1.611 | 9095.296 | 0.3038 | 2.645 | 14554.45 | 0.3226 | 28.368 | 168294.569 | 0.2993 | 12.689 | 80612.545 | 0.3257 | 3.919 | 22046.739 | 0.2624 | 6.219 | 39974.971 | 0.2701 | 2.189 | 14412.815 | 0.2719 | 12.327 | 83801.2 | 0.2567 | 16.1 | 116199.1 | 0.2432 | 42.5 | 326299.4 | 2.2 | None Reported | Water Injection | 0.2432 | 0.14592 | 9.1 |  |  | 9.1
IN | R M Schahfer Generating Station | 6085 | 16B | Jasper | 1979-12-31 | 1450 | 129 | 41.2175 | -87.0239 | CAIRNOX, CAIROS, CAIRSO2, TRNOX, TRNOXOS, TRSO2G1 | Combustion turbine | Pipeline Natural Gas |  |  | Electric Utility |  | 0.2987 | 1.505 | 8671.36 | 0.2966 | 2.254 | 13281.497 | 0.2815 | 23.941 | 160451.347 | 0.2816 | 11.265 | 76944.234 | 0.2698 | 7.172 | 47536.068 | 0.2877 | 24.93 | 164421.651 | 0.2032 | 2.493 | 18667.673 | 0.244 | 11.468 | 84718.542 | 0.2355 | 12.8 | 95154.8 | 0.218 | 20 | 167972.7 | 1.8 | None Reported | Water Injection | 0.2032 | 0.12192 | 6.6 |  |  | 6.6
IN | Richmond (IN) | 7335 | RCT1 | Wayne | 1992-05-01 | 560 | 41.4 | 39.8383 | -84.9665 | ARP, CAIRNOX, CAIROS, CAIRSO2, TRNOX, TRNOXOS, TRSO2G1 | Combustion turbine | Pipeline Natural Gas | Diesel Oil | Water Injection | Electric Utility |  | 0.1172 | 0.587 | 10349.2 | 0.1173 | 0.465 | 8181.875 | 0.1511 | 0.707 | 9315.475 | 0.1203 | 0.893 | 14933.85 | 0.1358 | 0.944 | 13768.725 | 0.1129 | 1.113 | 19854.75 | 0.116 | 0.075 | 1303.625 | 0.1389 | 1.08 | 15564.275 | 0.1118 | 1.8 | 33087.2 | 0.1131 | 0.8 | 15229.8 | 1.6 | Water Injection | Low Ozone Season Rate | 0.1118 | 0.1118 | 1.8 |  |  | 1.8
IN | Richmond (IN) | 7335 | RCT2 | Wayne | 1992-05-01 | 560 | 41.4 | 39.8383 | -84.9665 | ARP, CAIRNOX, CAIROS, CAIRSO2, TRNOX, TRNOXOS, TRSO2G1 | Combustion turbine | Pipeline Natural Gas | Diesel Oil | Water Injection | Electric Utility |  | 0.1098 | 0.454 | 8381.85 | 0.1085 | 0.3 | 5573.475 | 0.1358 | 0.478 | 7480.225 | 0.1179 | 0.895 | 15240.175 | 0.1129 | 0.805 | 14355.8 | 0.1124 | 1.103 | 19714.2 | 0.1128 | 0.065 | 1158.275 | 0.1215 | 0.23 | 3831.225 | 0.1202 | 2.3 | 38453.2 | 0.1199 | 1.7 | 29293.5 | 1.9 | Water Injection | Low Ozone Season Rate | 0.1085 | 0.1085 | 2 |  |  | 2
IN | Rockport | 6166 | MB1 | Spencer | 1984-12-10 | 12374 | 1300 | 37.9256 | -87.0372 | ARP, NBP | Dry bottom wall-fired boiler | Coal |  | Low NOx Burner Technology (Dry Bottom only) | Electric Utility | Electric Services | 0.3942 | 7310.124 | 35800000 | 0.2045 | 3281.962 | 31400000 | 0.2224 | 3706.616 | 32600000 | 0.2393 | 4944.956 | 40800000 | 0.2164 | 3908.043 | 35300000 | 0.2236 | 4415.828 | 38600000 | 0.22 | 4250.462 | 38000000 | 0.2324 | 4969.426 | 42400000 | 0.2372 | 3616.2 | 30400000 | 0.2207 | 5000.9 | 44500000 | 66.9 |  | New SCR | 0.2045 | 0.06 | 914.7 |  |  | 914.7
IN | Rockport | 6166 | MB2 | Spencer | 1989-12-01 | 12374 | 1300 | 37.9256 | -87.0372 | ARP, NBP | Dry bottom wall-fired boiler | Coal |  | Low NOx Burner Technology (Dry Bottom only) | Electric Utility | Electric Services | 0.3951 | 7883.748 | 38500000 | 0.2044 | 3254.534 | 31000000 | 0.2202 | 4247.848 | 37800000 | 0.2381 | 4921.982 | 40800000 | 0.214 | 2915.23 | 26900000 | 0.2237 | 4260.084 | 37200000 | 0.2199 | 4206.125 | 37600000 | 0.2323 | 3447.472 | 29400000 | 0.2431 | 5338.9 | 43600000 | 0.224 | 4214.5 | 36600000 | 95.9 |  | New SCR | 0.2044 | 0.06 | 1317.7 |  |  | 1317.7
IN | State Line Generating Station (IN) | 981 | 3 | Lake | 1955-01-01 | 2050 | 225 | 41.7072 | -87.5217 | NBP, ARP | Tangentially-fired | Coal |  |  | Electric Utility | Electric Services | 0.2482 | 633.158 | 5079379.675 | 0.1866 | 414.589 | 4431124.175 | 0.1813 | 471.036 | 5131410.525 | 0.2223 | 572.58 | 5240592.075 | 0.2306 | 541.224 | 4697987.275 | 0.2586 | 859.042 | 6664614.625 | 0.2359 | 674.205 | 5503013.199 | 0.2672 | 831.587 | 6060312.641 | 0.2616 | 832.3 | 6178881.5 |  |  |  | 82.1 |  | New SCR | 0.1813 | 0.06 | 190.9 | Shutdown | Gas Combined Cycle Replacement | 29.3 | 802.9
IN | State Line Generating Station (IN) | 981 | 4 | Lake | 1962-01-01 | 3500 | 388 | 41.7072 | -87.5217 | NBP, ARP | Cyclone boiler | Coal |  | Overfire Air | Electric Utility | Electric Services | 0.4928 | 2106.063 | 8592621.725 | 0.4721 | 1702.604 | 7508145.575 | 0.4381 | 1836.739 | 8352996.375 | 0.4867 | 1647.987 | 6855904.55 | 0.4922 | 2224.025 | 9107845 | 0.521 | 2368.614 | 9180429.675 | 0.6016 | 1827.023 | 5988704.308 | 0.6179 | 2579.741 | 8216388.101 | 0.5382 | 1961.6 | 7088228.1 |  |  |  | 55.2 |  | New SCR | 0.4381 | 0.06 | 218.7 | Shutdown | Gas Combined Cycle Replacement | 33.7 | 1928
IN | Sugar Creek Generating Station | 55364 | CT11 | Vigo | 2002-06-01 | 2450 | 159 | 39.3922 | -87.5103 | ARP, CAIRNOX, CAIROS, CAIRSO2, TRNOX, TRNOXOS, TRSO2G1 | Combined cycle | Pipeline Natural Gas |  | Selective Catalytic Reduction<br>Dry Low NOx Burners | Electric Utility |  | 0.3032 | 160.691 | 1129506.65 | 0.069 | 11.063 | 731171.7 | 0.035 | 13.997 | 1589037.812 | 0.0508 | 10.262 | 759129.401 | 0.083 | 27.016 | 946545.515 | 0.0474 | 7.592 | 619660.487 | 0.0315 | 12.634 | 1471663.414 | 0.0335 | 23.237 | 2781864.333 | 0.0175 | 15.9 | 2795401.7 | 0.0095 | 21.6 | 5174717.9 | 31.1 | Selective Catalytic Reduction<br>Dry Low NOx Burners | Existing SCR | 0.0095 | 0.0095 | 8.6 |  |  | 8.6
IN | Sugar Creek Generating Station | 55364 | CT12 | Vigo | 2002-06-01 | 2450 | 159 | 39.3922 | -87.5103 | ARP, CAIRNOX, CAIROS, CAIRSO2, TRNOX, TRNOXOS, TRSO2G1 | Combined cycle | Pipeline Natural Gas |  | Selective Catalytic Reduction<br>Dry Low NOx Burners | Electric Utility |  | 0.1982 | 92.499 | 1084887.375 | 0.0683 | 12.65 | 797496.975 | 0.0682 | 34.332 | 1491517.256 | 0.0322 | 6.402 | 817230.996 | 0.057 | 12.501 | 918566.617 | 0.0432 | 6.658 | 593522.375 | 0.0304 | 11.57 | 1433355.037 | 0.0337 | 23.473 | 2786523.818 | 0.019 | 17 | 2946434.3 | 0.0105 | 22.7 | 5216414.5 | 32.8 | Selective Catalytic Reduction<br>Dry Low NOx Burners | Existing SCR | 0.0105 | 0.0105 | 9.4 |  |  | 9.4
IN | Tanners Creek | 988 | U1 | Dearborn | 1951-03-21 | 1391 | 152.5 | 39.0831 | -84.8581 | NBP, ARP | Dry bottom vertically-fired boiler | Coal |  | Low NOx Burner Technology (Dry Bottom only) | Electric Utility | Electric Services | 0.5453 | 954.895 | 3518707.033 | 0.2842 | 237.238 | 1665573.025 | 0.2714 | 460.55 | 3365960.395 | 0.2805 | 553.788 | 3909824.405 | 0.3103 | 615.158 | 3961477.771 | 0.3323 | 492.884 | 2963422.581 | 0.2685 | 48.879 | 343713.989 | 0.2737 | 256.148 | 1832693.606 | 0.2875 | 218.3 | 1513884.8 | 0.2889 | 115.5 | 781042.4 | 29.6 | SNCR | Existing SNCR | 0.2685 | 0.2685 | 203.9 | Shutdown | Gas Combined Cycle Replacement | 7.2 | 211.1
IN | Tanners Creek | 988 | U2 | Dearborn | 1952-11-16 | 1391 | 152.5 | 39.0831 | -84.8581 | NBP, ARP | Dry bottom vertically-fired boiler | Coal |  | Low NOx Burner Technology (Dry Bottom only) | Electric Utility | Electric Services | 0.5416 | 883.79 | 3286101.709 | 0.2822 | 408.889 | 2862113.121 | 0.2737 | 500.41 | 3617310.434 | 0.2802 | 538.01 | 3807675.476 | 0.3064 | 638.962 | 4175958.802 | 0.3328 | 575.04 | 3458157.386 | 0.2699 | 130.28 | 939073.848 | 0.2768 | 297.321 | 2113300.79 | 0.2858 | 417.4 | 2902620.9 | 0.2889 | 126.3 | 845462.2 | 56.8 | SNCR | New SCR | 0.2699 | 0.13495 | 197.1 | Shutdown | Gas Combined Cycle Replacement | 13.8 | 403.7
IN | Tanners Creek | 988 | U3 | Dearborn | 1954-12-20 | 1844 | 215.4 | 39.0831 | -84.8581 | NBP, ARP | Dry bottom vertically-fired boiler | Coal |  | Low NOx Burner Technology (Dry Bottom only) | Electric Utility | Electric Services | 0.5452 | 1318.295 | 4839659.861 | 0.2858 | 500.734 | 3442023.947 | 0.2775 | 504.206 | 3548805.179 | 0.2834 | 756.067 | 5279692.013 | 0.3108 | 934.969 | 6005404.861 | 0.3324 | 715.9 | 4293453.516 | 0.2718 | 347.757 | 2459154.506 | 0.2668 | 273.939 | 1977739.13 | 0.2921 | 326.9 | 2195229.3 | 0.2791 | 404.2 | 2800737.6 | 32.4 | SNCR | Existing SNCR | 0.2668 | 0.2668 | 298.6 | Shutdown | Gas Combined Cycle Replacement | 10.4 | 316.5
IN | Tanners Creek | 988 | U4 | Dearborn | 1964-07-01 | 4990 | 579.7 | 39.0831 | -84.8581 | NBP, ARP | Cyclone boiler | Coal |  | Overfire Air | Electric Utility | Electric Services | 0.3328 | 2214.351 | 13300000 | 0.3157 | 1673.53 | 10600000 | 0.296 | 1884.354 | 12700000 | 0.2389 | 1647.499 | 13800000 | 0.2431 | 1667.269 | 13700000 | 0.3274 | 1736.364 | 10500000 | 0.2463 | 757.209 | 6106054.611 | 0.2157 | 1230.006 | 11400000 | 0.2565 | 1226.6 | 9522747.3 | 0.2314 | 940.6 | 8140550.3 | 52 |  | New SCR | 0.2157 | 0.06 | 286.9 | Shutdown | Gas Combined Cycle Replacement | 45.2 | 1181.4
IN | Vermillion Generating Station | 55111 | 1 | Vermillion | 2000-03-16 | 1272 | 85.4 | 39.9208 | -87.445 | ARP, CAIRNOX, CAIROS, CAIRSO2, TRNOX, TRNOXOS, TRSO2G1 | Combustion turbine | Pipeline Natural Gas |  | Dry Low NOx Burners | Electric Utility |  | 0.0398 | 0.256 | 15883.75 | 0.0452 | 0.115 | 8855.076 | 0.042 | 1.77 | 113428.908 | 0.0794 | 1.491 | 56159.681 | 0.044 | 2.023 | 129335.63 | 0.0505 | 0.53 | 34067.748 | 0.0628 | 0.449 | 25660.404 | 0.0426 | 0.971 | 67366.266 | 0.0354 | 1.4 | 115013 | 0.0396 | 2.1 | 162166.7 | 2.5 | Dry Low NOx Burners | Low Ozone Season Rate | 0.0354 | 0.0354 | 1.4 |  |  | 1.4
IN | Vermillion Generating Station | 55111 | 2 | Vermillion | 2000-03-23 | 1272 | 85.4 | 39.9208 | -87.445 | ARP, CAIRNOX, CAIROS, CAIRSO2, TRNOX, TRNOXOS, TRSO2G1 | Combustion turbine | Pipeline Natural Gas |  | Dry Low NOx Burners | Electric Utility |  | 0.0769 | 0.422 | 19017.478 | 0.0504 | 0.089 | 6304.994 | 0.0405 | 1.428 | 93795.658 | 0.0805 | 1.66 | 52623.076 | 0.0384 | 2.242 | 154268.862 | 0.0453 | 0.957 | 61630.866 | 0.0568 | 0.358 | 17889.432 | 0.0361 | 1.191 | 93392.008 | 0.0323 | 1 | 82049 | 0.038 | 1.8 | 150274.9 | 1.8 | Dry Low NOx Burners | Low Ozone Season Rate | 0.0323 | 0.0323 | 1 |  |  | 1
IN | Vermillion Generating Station | 55111 | 3 | Vermillion | 2000-04-11 | 1272 | 85.4 | 39.9208 | -87.445 | ARP, CAIRNOX, CAIROS, CAIRSO2, TRNOX, TRNOXOS, TRSO2G1 | Combustion turbine | Pipeline Natural Gas |  | Dry Low NOx Burners | Electric Utility |  | 0.3825 | 3.537 | 22813.853 | 0.0481 | 0.124 | 8651.324 | 0.0407 | 1.505 | 96238.745 | 0.0707 | 1.398 | 44715.372 | 0.0434 | 2.012 | 131975.712 | 0.1274 | 0.803 | 18999.288 | 0.0455 | 0.446 | 26870.052 | 0.0371 | 1.549 | 113873.8 | 0.0354 | 1.3 | 100823.9 | 0.042 | 1.9 | 144139.7 | 2.2 | Dry Low NOx Burners | Low Ozone Season Rate | 0.0354 | 0.0354 | 1.3 |  |  | 1.3
IN | Vermillion Generating Station | 55111 | 4 | Vermillion | 2000-04-14 | 1272 | 85.4 | 39.9208 | -87.445 | ARP, CAIRNOX, CAIROS, CAIRSO2, TRNOX, TRNOXOS, TRSO2G1 | Combustion turbine | Pipeline Natural Gas |  | Dry Low NOx Burners | Electric Utility |  | 0.2985 | 1.407 | 16252.5 | 0.0542 | 0.089 | 6314.978 | 0.0481 | 1.553 | 94185.909 | 0.0853 | 1.357 | 42292.033 | 0.0394 | 2.232 | 152043.276 | 0.0515 | 0.62 | 35897.268 | 0.063 | 0.357 | 14676.552 | 0.0358 | 1.439 | 108603.654 | 0.0391 | 1.6 | 107127.5 | 0.0411 | 2.1 | 155986.2 | 2.3 | Dry Low NOx Burners | Low Ozone Season Rate | 0.0358 | 0.0358 | 1.4 |  |  | 1.4
IN | Vermillion Generating Station | 55111 | 5 | Vermillion | 2000-04-20 | 1272 | 85.4 | 39.9208 | -87.445 | ARP, CAIRNOX, CAIROS, CAIRSO2, TRNOX, TRNOXOS, TRSO2G1 | Combustion turbine | Pipeline Natural Gas |  | Dry Low NOx Burners | Electric Utility |  | 0.2274 | 0.751 | 13958.212 | 0.0472 | 0.187 | 11643.337 | 0.0498 | 1.89 | 96527.742 | 0.0889 | 1.159 | 37675.115 | 0.0479 | 2.593 | 144764.532 | 0.0489 | 0.244 | 13733.214 | 0.0614 | 0.413 | 22328.196 | 0.0417 | 1.129 | 75163.854 | 0.0363 | 1.4 | 107073.5 | 0.0439 | 2.2 | 143971 | 2.3 | Dry Low NOx Burners | Low Ozone Season Rate | 0.0363 | 0.0363 | 1.4 |  |  | 1.4
IN | Vermillion Generating Station | 55111 | 6 | Vermillion | 2000-04-29 | 1272 | 85.4 | 39.9208 | -87.445 | ARP, CAIRNOX, CAIROS, CAIRSO2, TRNOX, TRNOXOS, TRSO2G1 | Combustion turbine | Pipeline Natural Gas |  | Dry Low NOx Burners | Electric Utility |  | 0.243 | 1.6 | 20099.03 | 0.0601 | 0.183 | 8726.347 | 0.0448 | 1.662 | 94161.7 | 0.0935 | 1.392 | 39743.552 | 0.0442 | 2.575 | 158803.062 | 0.0681 | 0.438 | 21993.246 | 0.1001 | 0.62 | 12819.906 | 0.0398 | 1.225 | 82431.15 | 0.0421 | 1.4 | 90640.5 | 0.0479 | 2 | 130476.2 | 1.9 | Dry Low NOx Burners | Low Ozone Season Rate | 0.0398 | 0.0398 | 1.3 |  |  | 1.3
IN | Vermillion Generating Station | 55111 | 7 | Vermillion | 2000-05-08 | 1272 | 85.4 | 39.9208 | -87.445 | ARP, CAIRNOX, CAIROS, CAIRSO2, TRNOX, TRNOXOS, TRSO2G1 | Combustion turbine | Pipeline Natural Gas |  | Dry Low NOx Burners | Electric Utility |  | 0.3236 | 2.126 | 18096.651 | 0.0371 | 0.115 | 8492.465 | 0.0396 | 1.46 | 96603.414 | 0.0761 | 1.142 | 36974.215 | 0.0392 | 1.995 | 149000.478 | 0.0547 | 0.216 | 13229.766 | 0.0488 | 0.447 | 30689.736 | 0.0411 | 1.264 | 84311.704 | 0.038 | 1.2 | 88902.8 | 0.0368 | 2.3 | 174225 | 1.9 | Dry Low NOx Burners | Low Ozone Season Rate | 0.0368 | 0.0368 | 1.2 |  |  | 1.2
IN | Vermillion Generating Station | 55111 | 8 | Vermillion | 2000-05-15 | 1272 | 85.4 | 39.9208 | -87.445 | ARP, CAIRNOX, CAIROS, CAIRSO2, TRNOX, TRNOXOS, TRSO2G1 | Combustion turbine | Pipeline Natural Gas |  | Dry Low NOx Burners | Electric Utility |  | 0.2949 | 4.29 | 23204.432 | 0.0559 | 0.125 | 7708.563 | 0.0399 | 1.499 | 96389.399 | 0.0797 | 1.359 | 40661.743 | 0.0381 | 1.888 | 147058.584 | 0.0575 | 0.299 | 19796.502 | 0.0771 | 0.503 | 13208.995 | 0.0395 | 1.42 | 92635.818 | 0.0405 | 1.3 | 91470 | 0.0424 | 2 | 140827.1 | 2 | Dry Low NOx Burners | Low Ozone Season Rate | 0.0381 | 0.0381 | 1.2 |  |  | 1.2
IN | Wabash River Gen Station | 1010 | 1 | Vigo | 1953-12-16 | 2200 | 112.5 | 39.53 | -87.4247 | NBP, ARP | Integrated gasification combined cycle | Other Gas | Pipeline Natural Gas | Steam Injection | Electric Utility | Electric Services | 0.0779 | 212.252 | 5518159.311 | 0.0964 | 25.526 | 571775.361 | 0.0794 | 118.797 | 3063066.922 | 0.071 | 147.349 | 4228342.994 | 0.0756 | 155.552 | 4200491.411 | 0.0748 | 96.94 | 2601960.231 | 0.0689 | 87.296 | 2524633.077 | 0.0744 | 176.841 | 4748674.42 | 0.0739 | 189.2 | 5108526.9 | 0.0717 | 150.5 | 4171686.7 | 63.2 |  | Low Ozone Season Rate | 0.0689 | 0.0689 | 176.4 |  |  | 176.4
IN | Wabash River Gen Station | 1010 | 2 | Vigo | 1953-08-01 | 1000 | 112.5 | 39.53 | -87.4247 | NBP, ARP | Dry bottom wall-fired boiler | Coal | Diesel Oil | Low NOx Burner Technology w/ Overfire Air | Electric Utility | Electric Services | 0.4378 | 542.561 | 2452400.33 | 0.3734 | 296.433 | 1550052.124 | 0.3658 | 409.994 | 2214375.338 | 0.3534 | 318.431 | 1777933.094 | 0.3431 | 436.067 | 2506310.981 | 0.3428 | 461.47 | 2670689.652 | 0.3443 | 271.174 | 1560332.86 |  |  |  | 0.3621 | 362.4 | 1966929.6 | 0.3269 | 157.3 | 921859.2 | 53.6 |  | New SCR | 0.3269 | 0.06 | 60.1 | Shutdown | Gas Combined Cycle Replacement | 9.3 | 353.1
IN | Wabash River Gen Station | 1010 | 3 | Vigo | 1954-09-01 | 1000 | 123.2 | 39.53 | -87.4247 | NBP, ARP | Dry bottom wall-fired boiler | Coal | Diesel Oil | Low NOx Burner Technology w/ Overfire Air | Electric Utility | Electric Services | 0.435 | 527.43 | 2394273.594 | 0.3722 | 366.189 | 1924573.159 | 0.3688 | 407.791 | 2165715.61 | 0.3521 | 424.777 | 2372070.861 | 0.3439 | 325.295 | 1865864.9 | 0.343 | 451.905 | 2610721.371 | 0.3462 | 189.025 | 1078840.04 |  |  |  | 0.3659 | 460.6 | 2487910.2 | 0.36 | 95.7 | 516393.7 | 67.8 |  | New SCR | 0.343 | 0.06 | 75.5 | Shutdown | Gas Combined Cycle Replacement | 11.8 | 448.7
IN | Wabash River Gen Station | 1010 | 4 | Vigo | 1955-01-01 | 1000 | 112.5 | 39.53 | -87.4247 | NBP, ARP | Dry bottom wall-fired boiler | Coal | Diesel Oil | Low NOx Burner Technology w/ Overfire Air | Electric Utility | Electric Services | 0.4355 | 495.944 | 2247676.094 | 0.3703 | 372.447 | 1971282.669 | 0.3651 | 457.455 | 2467641.067 | 0.35 | 435.093 | 2442545.312 | 0.3426 | 438.787 | 2517246.978 | 0.3428 | 463.036 | 2678218.856 | 0.3408 | 421.148 | 2463280.9 | 0.3017 | 475.886 | 3149517.479 | 0.3589 | 464.9 | 2579617.9 | 0.292 | 137 | 904055.4 | 70.3 |  | New SCR | 0.292 | 0.06 | 77.7 | Shutdown | Gas Combined Cycle Replacement | 12.3 | 452.6
IN | Wabash River Gen Station | 1010 | 5 | Vigo | 1956-05-01 | 1150 | 125 | 39.53 | -87.4247 | NBP, ARP | Dry bottom wall-fired boiler | Coal | Diesel Oil | Low NOx Burner Technology w/ Overfire Air | Electric Utility | Electric Services | 0.4417 | 549.564 | 2450788.23 | 0.3712 | 410.199 | 2161553.099 | 0.3636 | 445.49 | 2422461.672 | 0.3521 | 440.195 | 2465346.325 | 0.3491 | 366.81 | 2070360.529 | 0.3447 | 484.222 | 2783274.454 | 0.3585 | 146.098 | 805920.742 |  |  |  | 0.372 | 188.6 | 999379.7 | 0.3525 | 72.5 | 399323.8 | 23.7 |  | New SNCR | 0.3447 | 0.20682 | 104.9 | Shutdown | Gas Combined Cycle Replacement | 4.7 | 183.9
IN | Wabash River Gen Station | 1010 | 6 | Vigo | 1968-08-01 | 3700 | 387 | 39.53 | -87.4247 | NBP, ARP | Tangentially-fired | Coal | Diesel Oil | Low NOx Burner Technology w/ Separated OFA | Electric Utility | Electric Services | 0.4303 | 1929.969 | 8907086.241 | 0.3708 | 1440.901 | 7677810.356 | 0.3554 | 1458.442 | 8210344.43 | 0.3486 | 1743.22 | 9903299.22 | 0.3368 | 1388.61 | 8196817.012 | 0.3369 | 1456.612 | 8638774.518 | 0.3383 | 1353.087 | 8024618.625 | 0.2989 | 1734.641 | 11600000 | 0.3622 | 1680.4 | 9265772.9 | 0.3249 | 565.1 | 3454274.7 | 68.2 |  | New SCR | 0.2989 | 0.06 | 278.4 | Shutdown | Gas Combined Cycle Replacement | 44 | 1636.4
IN | Wheatland Generating Facility LLC | 55224 | EU-01 | Knox | 2000-06-01 | 1600 | 135 | 38.6716 | -87.2931 | ARP, CAIRNOX, CAIROS, CAIRSO2, TRNOX, TRNOXOS, TRSO2G1 | Combustion turbine | Pipeline Natural Gas |  | Water Injection | Electric Utility |  | 0.1312 | 0.15 | 3056.35 | 0.0993 | 0.261 | 6062.025 | 0.1029 | 1.54 | 33518.5 | 0.1044 | 3.697 | 78815.75 | 0.148 | 3.078 | 45106.984 | 0.125 | 1.503 | 25308.278 | 0.1617 | 2.496 | 35282.365 | 0.128 | 12.064 | 197351.682 | 0.1332 | 11.3 | 181799.6 | 0.1251 | 23.6 | 408553.4 | 3.1 | Water Injection | Low Ozone Season Rate | 0.0993 | 0.0993 | 8.4 |  |  | 8.4
IN | Wheatland Generating Facility LLC | 55224 | EU-02 | Knox | 2000-06-01 | 1600 | 135 | 38.6716 | -87.2931 | ARP, CAIRNOX, CAIROS, CAIRSO2, TRNOX, TRNOXOS, TRSO2G1 | Combustion turbine | Pipeline Natural Gas |  | Water Injection | Electric Utility |  | 0.0997 | 0.252 | 5959.55 | 0.1055 | 0.145 | 3318.625 | 0.0968 | 1.486 | 33497.15 | 0.0978 | 3.277 | 74426.8 | 0.1836 | 2.038 | 31450.748 | 0.2127 | 2.066 | 22254.834 | 0.143 | 1.917 | 32542.586 | 0.1345 | 10.287 | 165379.023 | 0.1385 | 10.9 | 175980.1 | 0.1351 | 9.2 | 154007.9 | 3 | Water Injection | Low Ozone Season Rate | 0.0968 | 0.0968 | 7.7 |  |  | 7.7
IN | Wheatland Generating Facility LLC | 55224 | EU-03 | Knox | 2000-06-01 | 1600 | 135 | 38.6716 | -87.2931 | ARP, CAIRNOX, CAIROS, CAIRSO2, TRNOX, TRNOXOS, TRSO2G1 | Combustion turbine | Pipeline Natural Gas |  | Water Injection | Electric Utility |  | 0.1027 | 0.269 | 5971.575 | 0.1183 | 0.135 | 2932 | 0.102 | 1.396 | 29865.775 | 0.1048 | 3.311 | 69932.3 | 0.191 | 2.992 | 47433.218 | 0.0941 | 0.578 | 12558.058 | 0.1973 | 1.854 | 24543.242 | 0.1288 | 7.464 | 127559.535 | 0.1306 | 9.4 | 158165.1 | 0.1311 | 18.1 | 306792.7 | 2.7 | Water Injection | Low Ozone Season Rate | 0.0941 | 0.0941 | 6.8 |  |  | 6.8
IN | Wheatland Generating Facility LLC | 55224 | EU-04 | Knox | 2000-06-01 | 1600 | 135 | 38.6716 | -87.2931 | ARP, CAIRNOX, CAIROS, CAIRSO2, TRNOX, TRNOXOS, TRSO2G1 | Combustion turbine | Pipeline Natural Gas |  | Water Injection | Electric Utility |  | 0.0933 | 0.425 | 9671.825 | 0.1073 | 0.293 | 6226.45 | 0.0997 | 2.034 | 42536.525 | 0.0956 | 3.261 | 73794.75 | 0.1982 | 5.135 | 63128.064 | 0.2371 | 5.478 | 53150.518 | 0.1473 | 1.016 | 16439.811 | 0.1274 | 7.546 | 129210.538 | 0.126 | 8.7 | 148792.9 | 0.1313 | 24.3 | 404589.3 | 2.5 | Water Injection | Low Ozone Season Rate | 0.0933 | 0.0933 | 6.5 |  |  | 6.5
IN | Whitewater Valley | 1040 | 1 | Wayne | 1955-03-13 | 399 | 33 | 39.8028 | -84.8953 | NBP, ARP | Dry bottom wall-fired boiler | Coal | Diesel Oil | Low NOx Burner Technology (Dry Bottom only) | Electric Utility |  | 0.4347 | 200.191 | 930069.131 | 0.2339 | 105.612 | 893155.142 | 0.264 | 151.597 | 1143590.886 | 0.2801 | 92.921 | 660280.414 | 0.2945 | 110.373 | 748718.495 | 0.2946 | 76.905 | 529644.281 | 0.3072 | 30.233 | 197136.116 | 0.2474 | 62.288 | 499857.764 | 0.252 | 67.5 | 526896.8 | 0.2938 | 17.6 | 116161.3 | 36 | EAI | Existing Amonia Injection | 0.2339 | 0.2339 | 62.6 | Shutdown | Gas Combined Cycle Replacement | 2.5 | 65
IN | Whitewater Valley | 1040 | 2 | Wayne | 1973-05-16 | 729 | 60.9 | 39.8028 | -84.8953 | NBP, ARP | Tangentially-fired | Coal | Diesel Oil | Low NOx Burner Technology w/ Separated OFA<br>Ammonia Injection (Began Sep 01, 2003)<br>Overfire Air (Began Sep 01, 2003) | Electric Utility |  | 0.4298 | 498.723 | 2334738.169 | 0.2344 | 174.374 | 1460085.558 | 0.2652 | 285.044 | 2131493.114 | 0.2728 | 252.642 | 1809626.474 | 0.2883 | 241.254 | 1620065.212 | 0.2985 | 310.534 | 2071326.619 | 0.3018 | 46.457 | 305822.348 | 0.2561 | 122.422 | 955655.901 | 0.2544 | 97.6 | 750876.7 | 0.2906 | 35.4 | 226764 | 28.1 |  | New SNCR | 0.2344 | 0.14064 | 53.9 | Shutdown | Gas Combined Cycle Replacement | 3.6 | 94
IN | Worthington Generation | 55148 | 1 | Greene | 2000-06-01 | 460 | 60.5 | 39.0717 | -87.0128 | ARP, CAIRNOX, CAIROS, CAIRSO2, TRNOX, TRNOXOS, TRSO2G1 | Combustion turbine | Pipeline Natural Gas |  | Water Injection | Electric Utility |  | 0.0875 | 4.025 | 90865.45 | 0.0882 | 4.352 | 97496.475 | 0.0869 | 4.69 | 106702.15 | 0.0774 | 1.646 | 42391.6 | 0.0786 | 2.882 | 73645.79 | 0.0798 | 1.576 | 39350.941 | 0.0734 | 0.6 | 16755.997 | 0.0772 | 2.949 | 75744.165 | 0.0712 | 2.2 | 61848.9 | 0.0719 | 2.1 | 57954.5 | 3.7 | Water Injection | Low Ozone Season Rate | 0.0712 | 0.0712 | 2.2 |  |  | 2.2
IN | Worthington Generation | 55148 | 2 | Greene | 2000-06-01 | 460 | 60.5 | 39.0717 | -87.0128 | ARP, CAIRNOX, CAIROS, CAIRSO2, TRNOX, TRNOXOS, TRSO2G1 | Combustion turbine | Pipeline Natural Gas |  | Water Injection | Electric Utility |  | 0.0932 | 5.906 | 124172.025 | 0.0896 | 4.657 | 101789.525 | 0.0855 | 3.266 | 74980.475 | 0.0754 | 1.627 | 43109.225 | 0.0757 | 3.588 | 94875.803 | 0.0768 | 1.495 | 38735.294 | 0.0727 | 0.402 | 11180.566 | 0.075 | 2.109 | 55729.49 | 0.0754 | 1.7 | 42670.5 | 0.0766 | 1.6 | 41163 | 2.5 | Water Injection | Low Ozone Season Rate | 0.0727 | 0.0727 | 1.6 |  |  | 1.6
IN | Worthington Generation | 55148 | 3 | Greene | 2000-06-01 | 460 | 60.5 | 39.0717 | -87.0128 | ARP, CAIRNOX, CAIROS, CAIRSO2, TRNOX, TRNOXOS, TRSO2G1 | Combustion turbine | Pipeline Natural Gas |  | Water Injection | Electric Utility |  | 0.0854 | 3.936 | 88472.975 | 0.0905 | 5.228 | 112198.625 | 0.0865 | 4.098 | 92002.375 | 0.0744 | 1.159 | 31033.075 | 0.0744 | 2.171 | 57993.82 | 0.0743 | 0.875 | 23334.147 | 0.0713 | 0.463 | 13039.211 | 0.074 | 1.809 | 48432.225 | 0.0786 | 1.9 | 47323.8 | 0.0799 | 1.6 | 39806.6 | 2.8 | Water Injection | Low Ozone Season Rate | 0.0713 | 0.0713 | 1.8 |  |  | 1.8
IN | Worthington Generation | 55148 | 4 | Greene | 2000-06-01 | 460 | 60.5 | 39.0717 | -87.0128 | ARP, CAIRNOX, CAIROS, CAIRSO2, TRNOX, TRNOXOS, TRSO2G1 | Combustion turbine | Pipeline Natural Gas |  | Water Injection | Electric Utility |  | 0.0892 | 5.567 | 119091.9 | 0.0791 | 3.801 | 94056.1 | 0.0788 | 4.929 | 122426.825 | 0.0746 | 1.461 | 38885.975 | 0.076 | 3.418 | 89346.976 | 0.0773 | 1.347 | 34197.963 | 0.0721 | 0.497 | 13819.655 | 0.0753 | 2.66 | 69703.005 | 0.0753 | 1.6 | 42218.8 | 0.0752 | 1.6 | 42085 | 2.5 | Water Injection | Low Ozone Season Rate | 0.0721 | 0.0721 | 1.5 |  |  | 1.5
KS | Chanute 2 | 1268 | 14 | Neosho | 2001-07-01 | 539 | 60 | 37.6953 | -95.4586 | ARP, TRNOX, TRSO2G2 | Combustion turbine | Pipeline Natural Gas |  | Dry Low NOx Burners | Electric Utility |  | 0.0888 | 2.451 | 56588.824 | 0.7 | 1.453 | 4151 | 0.2431 | 5.331 | 59869.7 | 0.2272 | 15.611 | 183125 | 0.2531 | 51.221 | 473959.2 | 0.2536 | 28.226 | 274266.1 | 0.321 | 38.307 | 279604 | 0.2788 | 26.781 | 216002.8 | 0.2862 | 24.5 | 192726.4 | 0.2055 | 7.8 | 99921.5 | 9.7 | Dry Low NOx Burners | Low Ozone Season Rate | 0.0888 | 0.0888 | 7.6 |  |  | 7.6
KS | Cimarron River | 1230 | 1 | Seward | 1963-10-03 | 764 | 50 | 37.1611 | -100.7619 | ARP | Dry bottom wall-fired boiler | Pipeline Natural Gas |  |  | Electric Utility |  | 0.2007 | 60.499 | 556265.144 | 0.1788 | 32.911 | 351694.663 | 0.1991 | 87.89 | 807093.932 | 0.1907 | 76.876 | 738261.753 | 0.1919 | 73.809 | 713231.643 | 0.1784 | 69.367 | 748898.291 | 0.1933 | 113.787 | 1123455.514 | 0.2093 | 88.11 | 803401.721 | 0.1555 | 51.6 | 638148.4 | 0.1972 | 133.9 | 1306201.9 | 22.7 |  | New SNCR | 0.1555 | 0.0933 | 31 |  |  | 31
KS | Coffeyville | 1271 | 4 | Montgomery | 1973-01-01 | 510 | 40 | 37.0456 | -95.6076 | ARP | Dry bottom wall-fired boiler | Pipeline Natural Gas |  |  | Electric Utility | Electric Services | 0.1323 | 15.559 | 234380.375 |  |  |  | 0.1303 | 11.773 | 184976.25 | 0.1282 | 16.46 | 255318.55 | 0.0726 | 0.973 | 18239.035 | 0.0288 | 0.01 | 431.124 | 0.0908 | 0.335 | 6340.144 | 0.1 | 0.689 | 12300.42 | 0.1226 | 2 | 26558.2 | 0.1417 | 32.2 | 410733.7 | 1.4 |  | Low Ozone Season Rate | 0.0288 | 0.0288 | 0.5 |  |  | 0.5
KS | East 12th Street | 7013 | 4 | Cowley | 1970-04-01 | 356 | 26.5 | 37.2376 | -96.9619 | ARP | Dry bottom wall-fired boiler | Natural Gas, Pipeline Natural Gas | Diesel Oil |  | Electric Utility | Electric Services | 0.1362 | 2.759 | 21101.25 |  |  |  | 1.5227 | 15.785 | 18398.9 | 0.2642 | 1.302 | 9864.8 | 0.2641 | 1.031 | 7801.1 | 0.2639 | 4.496 | 34063.6 | 0.2544 | 20.566 | 162102.4 | 0.231 | 17.591 | 152266.4 | 0.231 | 17.6 | 152587 | 0.231 | 14 | 121470.3 | 11.7 |  | New SNCR | 0.1362 | 0.08172 | 6.2 |  |  | 6.2
KS | Emporia Energy Center | 56502 | EEC1 | Lyon | 2008-06-07 | 500 | 54 | 38.4464 | -96.0651 | ARP, TRNOX, TRSO2G2 | Combustion turbine | Pipeline Natural Gas |  | Water Injection | Electric Utility | [19 empty] | 0.0932 | 14.952 | 352507.598 | 0.0957 | 17.065 | 389040.286 | 0.0937 | 17.6 | 404903.7 | 0.0996 | 21.1 | 486046.7 | 22.1 | Water Injection | Low Ozone Season Rate | 0.0932 | 0.0932 | 17.5 |  |  | 17.5
KS | Emporia Energy Center | 56502 | EEC2 | Lyon | 2008-06-02 | 500 | 54 | 38.4464 | -96.0651 | ARP, TRNOX, TRSO2G2 | Combustion turbine | Pipeline Natural Gas |  | Water Injection | Electric Utility | [19 empty] | 0.089 | 16.893 | 409795.214 | 0.0934 | 15.692 | 359711.082 | 0.0927 | 20 | 464141.2 | 0.096 | 23.2 | 537755.5 | 25.3 | Water Injection | Low Ozone Season Rate | 0.089 | 0.089 | 19.2 |  |  | 19.2
KS | Emporia Energy Center | 56502 | EEC3 | Lyon | 2008-05-09 | 500 | 54 | 38.4464 | -96.0651 | ARP, TRNOX, TRSO2G2 | Combustion turbine | Pipeline Natural Gas |  | Water Injection | Electric Utility | [19 empty] | 0.0909 | 17.041 | 411934.396 | 0.0942 | 16.64 | 382706.095 | 0.0936 | 18 | 419817.9 | 0.0945 | 20.3 | 482418.5 | 22.9 | Water Injection | Low Ozone Season Rate | 0.0909 | 0.0909 | 17.5 |  |  | 17.5
KS | Emporia Energy Center | 56502 | EEC4 | Lyon | 2008-05-10 | 500 | 54 | 38.4464 | -96.0651 | ARP, TRNOX, TRSO2G2 | Combustion turbine | Pipeline Natural Gas |  | Water Injection | Electric Utility | [19 empty] | 0.091 | 16.153 | 390249.629 | 0.0944 | 16.418 | 375400.378 | 0.0922 | 21 | 486686.8 | 0.097 | 23.6 | 545753.6 | 26.5 | Water Injection | Low Ozone Season Rate | 0.091 | 0.091 | 20.7 |  |  | 20.7
KS | Emporia Energy Center | 56502 | EEC5 | Lyon | 2008-06-06 | 2000 | 171.4 | 38.4464 | -96.0651 | ARP, TRNOX, TRSO2G2 | Combustion turbine | Pipeline Natural Gas |  | Water Injection | Electric Utility | [19 empty] | 0.0575 | 5.503 | 306809.116 | 0.0452 | 5.994 | 395932.147 | 0.0471 | 13 | 745264.3 | 0.0465 | 15.4 | 957545.1 | 10.1 | Water Injection | Low Ozone Season Rate | 0.0452 | 0.0452 | 12.5 |  |  | 12.5
KS | Emporia Energy Center | 56502 | EEC6 | Lyon | 2009-01-24 | 2000 | 171.4 | 38.4464 | -96.0651 | ARP, TRNOX, TRSO2G2 | Combustion turbine | Pipeline Natural Gas |  | Dry Low NOx Burners | Electric Utility | [22 empty] | 0.0477 | 8.286 | 516150.216 | 0.0425 | 11 | 742012 | 0.0477 | 14.6 | 885639.7 | 10.1 | Dry Low NOx Burners | Low Ozone Season Rate | 0.0425 | 0.0425 | 11 |  |  | 11
KS | Emporia Energy Center | 56502 | EEC7 | Lyon | 2009-02-18 | 2000 | 171.4 | 38.4464 | -96.0651 | ARP, TRNOX, TRSO2G2 | Combustion turbine | Pipeline Natural Gas |  | Dry Low NOx Burners | Electric Utility | [22 empty] | 0.0477 | 5.209 | 344998.976 | 0.044 | 7.4 | 497788.9 | 0.0466 | 10.6 | 669299.3 | 6.8 | Dry Low NOx Burners | Low Ozone Season Rate | 0.044 | 0.044 | 7.4 |  |  | 7.4
KS | Fort Dodge aka Judson Large | 1233 | 4 | Ford | 1969-06-01 | 1648 | 149 | 37.7328 | -99.9497 | ARP | Dry bottom wall-fired boiler | Pipeline Natural Gas |  |  | Electric Utility | Electric Services | 0.1719 | 199.788 | 1907661.239 | 0.1664 | 161.703 | 1716908 | 0.1636 | 211.48 | 1762187.019 | 0.1903 | 261.494 | 2316240.704 | 0.1608 | 237.224 | 2600009.2 | 0.1467 | 180.084 | 2177697.525 | 0.1473 | 185.941 | 2217516.734 | 0.1173 | 113.679 | 1819053.919 | 0.1368 | 168.6 | 2171069.3 | 0.1531 | 212 | 2421038.3 | 35.9 |  | New SNCR | 0.1173 | 0.07038 | 86.7 |  |  | 86.7
KS | Garden City | 1336 | S-2 | Finney | 1973-04-01 | 1260 | 97.9 | 37.9703 | -100.8956 | ARP | Tangentially-fired | Pipeline Natural Gas |  |  | Electric Utility | Electric Services | 0.2251 | 76.086 | 667418.441 | 0.2481 | 25.37 | 199678.221 | 0.269 | 20.171 | 146747.17 | 0.2871 | 31.639 | 226513.768 | 0.2593 | 43.585 | 350253.697 | 0.2785 | 75.48 | 581067.952 | 0.2871 | 89.721 | 633432.296 | 0.2685 | 74.188 | 557864.029 | 0.2797 | 99.2 | 733587.5 | 0.2614 | 125 | 917453.7 | 15.9 |  | New SNCR | 0.2251 | 0.13506 | 47.9 |  |  | 47.9
KS | Gordon Evans Energy Center | 1240 | 1 | Sedgwick | 1961-06-01 | 1700 | 136 | 37.7903 | -97.5217 | ARP | Dry bottom wall-fired boiler | Pipeline Natural Gas | Residual Oil |  | Electric Utility | Electric Services | 0.3566 | 190.113 | 867468.575 | 0.3226 | 205.552 | 1047619.623 | 0.2418 | 203.095 | 1462539.492 | 0.2408 | 185.708 | 1187790.586 | 0.1625 | 108.601 | 1156701.815 | 0.1643 | 123.085 | 1316809.646 | 0.181 | 133.896 | 1285903.948 | 0.175 | 107.408 | 1019707.977 | 0.2002 | 190 | 1631546 | 0.1664 | 118.9 | 1220857.5 | 26.1 |  | New SNCR | 0.1625 | 0.0975 | 92.5 |  |  | 92.5
KS | Gordon Evans Energy Center | 1240 | 2 | Sedgwick | 1967-06-30 | 4225 | 390 | 37.7903 | -97.5217 | ARP | Dry bottom wall-fired boiler | Pipeline Natural Gas | Residual Oil |  | Electric Utility | Electric Services | 0.5968 | 1161.456 | 2910152.25 | 0.4536 | 728.496 | 2304384.267 | 0.4696 | 978.059 | 3176969.311 | 0.4299 | 846.8 | 2928605.978 | 0.3311 | 757.037 | 3786804.492 | 0.3046 | 397.084 | 2094338.363 | 0.2672 | 477.346 | 2819023.712 | 0.2447 | 442.524 | 2819829.845 | 0.2544 | 492.1 | 3257743.2 | 0.2665 | 275.4 | 1671053.4 | 21 |  | New SCR | 0.2447 | 0.06 | 116.1 |  |  | 116.1
KS | Gordon Evans Energy Center | 1240 | E1CT | Sedgwick | 2000-06-08 | 975 | 98.3 | 37.7903 | -97.5217 | TRNOX, TRSO2G2, ARP | Combustion turbine | Pipeline Natural Gas | Diesel Oil |  | Electric Utility |  | 0.0406 | 2.394 | 153036.65 | 0.0495 | 1.366 | 70143.148 | 0.0421 | 1.812 | 122247.519 | 0.036 | 2.162 | 170008.499 | 0.0389 | 1.698 | 126508.166 | 0.0385 | 0.62 | 46028.368 | 0.0465 | 0.341 | 24602.392 | 0.0343 | 1.008 | 81083.552 | 0.0357 | 2.8 | 224414.4 | 0.0387 | 1 | 79647.4 | 6.3 |  | Low Ozone Season Rate | 0.0343 | 0.0343 | 2.7 |  |  | 2.7
KS | Gordon Evans Energy Center | 1240 | E2CT | Sedgwick | 2000-06-08 | 975 | 98.3 | 37.7903 | -97.5217 | TRNOX, TRSO2G2, ARP | Combustion turbine | Pipeline Natural Gas | Diesel Oil |  | Electric Utility |  | 0.0485 | 3.104 | 151264.325 | 0.0569 | 1.668 | 66972.93 | 0.0485 | 2.032 | 116041.684 | 0.047 | 3.419 | 176449.5 | 0.0449 | 2.057 | 116532.538 | 0.0442 | 0.811 | 44595.389 | 0.0458 | 0.325 | 20120.049 | 0.0445 | 1.496 | 88049.356 | 0.0448 | 3.9 | 226726.8 | 0.045 | 1.5 | 90807.8 | 6.3 |  | Low Ozone Season Rate | 0.0442 | 0.0442 | 3.8 |  |  | 3.8
KS | Gordon Evans Energy Center | 1240 | E3CT | Sedgwick | 2001-06-21 | 1860 | 178.5 | 37.7903 | -97.5217 | TRNOX, TRSO2G2, ARP | Combustion turbine | Pipeline Natural Gas | Diesel Oil |  | Electric Utility |  | 0.029 | 4.87 | 381621.75 | 0.0458 | 1.922 | 87588.75 | 0.0473 | 3.435 | 212946.412 | 0.0467 | 7.953 | 503404.118 | 0.0476 | 6.222 | 399168.382 | 0.0546 | 2.651 | 148021.198 | 0.0427 | 3.72 | 270234.927 | 0.0426 | 9.405 | 680475.653 | 0.0342 | 18.3 | 1288370.4 | 0.0415 | 20.1 | 1325477.3 | 18.9 |  | Low Ozone Season Rate | 0.029 | 0.029 | 15.5 |  |  | 15.5
KS | Great Bend Station aka Arthur Mullergren | 1235 | 3 | Barton | 1963-12-17 | 1046.2 | 81.6 | 38.41 | -98.8689 | ARP | Dry bottom wall-fired boiler | Pipeline Natural Gas |  |  | Electric Utility | Electric Services | 0.2127 | 121.693 | 1012856.702 | 0.1862 | 99.956 | 920935.284 | 0.2265 | 186.866 | 1358482.043 | 0.221 | 154.463 | 1184977.938 | 0.2257 | 192.886 | 1506000.618 | 0.1988 | 125.846 | 1153853.532 | 0.1543 | 112.137 | 1306305.656 | 0.1681 | 94.015 | 1042731.539 | 0.1689 | 66.7 | 723238.4 | 0.1548 | 99.1 | 1156622.1 | 18.8 |  | New SNCR | 0.1543 | 0.09258 | 36.6 |  |  | 36.6
KS | Holcomb | 108 | SGU1 | Finney | 1983-08-01 | 4320 | 348.7 | 37.9306 | -100.9725 | ARP | Dry bottom wall-fired boiler | Coal |  | Low NOx Burner Technology (Dry Bottom only) | Electric Utility |  | 0.2799 | 1685.759 | 11900000 | 0.3224 | 1809.557 | 11100000 | 0.3273 | 1887.178 | 11500000 | 0.3137 | 1899.607 | 12000000 | 0.3052 | 1956.283 | 12800000 | 0.2969 | 1831.789 | 12300000 | 0.3125 | 1779.32 | 11200000 | 0.3024 | 1844.243 | 12000000 | 0.3126 | 1920.2 | 12100000 | 0.1754 | 868.7 | 9655611 | 76.5 |  | New SCR | 0.1754 | 0.06 | 368.6 |  |  | 368.6
KS | Hutchinson Energy Center | 1248 | 1 | Reno | 1950-06-01 | 364 | 35 | 38.0906 | -97.8747 | ARP | Dry bottom wall-fired boiler | Pipeline Natural Gas |  |  | Electric Utility | Electric Services | 0.1459 | 0.191 | 2550.925 | [23 empty] | 0 |  |  |  | 0 |  | New SNCR | 0.1459 | 0.08754 | 0 |  |  | 0
KS | Hutchinson Energy Center | 1248 | 2 | Reno | 1950-06-01 | 364 | 35 | 38.0906 | -97.8747 | ARP | Dry bottom wall-fired boiler | Pipeline Natural Gas |  |  | Electric Utility | Electric Services | 0.1241 | 0.322 | 4850.75 | [23 empty] | 0 |  |  |  | 0 |  | New SNCR | 0.1241 | 0.07446 | 0 |  |  | 0
KS | Hutchinson Energy Center | 1248 | 3 | Reno | 1951-09-30 | 364 | 35 | 38.0906 | -97.8747 | ARP | Dry bottom wall-fired boiler | Pipeline Natural Gas |  |  | Electric Utility | Electric Services | 0.1876 | 1.144 | 12196.075 | [23 empty] | 0 |  |  |  | 0 |  | New SNCR | 0.1876 | 0.11256 | 0 |  |  | 0
KS | Hutchinson Energy Center | 1248 | 4 | Reno | 1965-05-16 | 2165 | 172 | 38.0906 | -97.8747 | ARP | Tangentially-fired | Pipeline Natural Gas | Diesel Oil, Residual Oil |  | Electric Utility | Electric Services | 0.2541 | 219.066 | 1404181.3 | 0.2104 | 164.537 | 1281618.135 | 0.202 | 179.09 | 1403622.565 | 0.2072 | 151.173 | 1088357.605 | 0.2335 | 218.179 | 1559509.723 | 0.2197 | 233.068 | 1849594.064 | 0.1935 | 124.773 | 1156734.821 | 0.1808 | 112.534 | 1087466.72 | 0.2059 | 78.6 | 659011.9 | 0.2197 | 88.5 | 715994.4 | 8.3 |  | New SCR | 0.1808 | 0.06 | 22.9 |  |  | 22.9
KS | Hutchinson Energy Center | 1248 | CT-1 | Reno | 1974-05-30 | 775 | 71 | 38.0906 | -97.8747 | TRNOX, TRSO2G2 | Combustion turbine | Pipeline Natural Gas | Diesel Oil |  | Electric Utility | [28 empty] | 0.7003 | 1.7 | 4828.6 | 0 | None Reported | Water Injection | 0.7003 | 0.42018 | 0 |  |  | 0
KS | Hutchinson Energy Center | 1248 | CT-2 | Reno | 1974-05-18 | 775 | 71 | 38.0906 | -97.8747 | TRNOX, TRSO2G2 | Combustion turbine | Pipeline Natural Gas | Diesel Oil |  | Electric Utility | [28 empty] | 0.7001 | 1.7 | 4751 | 0 | None Reported | Water Injection | 0.7001 | 0.42006 | 0 |  |  | 0
KS | Hutchinson Energy Center | 1248 | CT-3 | Reno | 1974-05-11 | 775 | 71 | 38.0906 | -97.8747 | TRNOX, TRSO2G2 | Combustion turbine | Pipeline Natural Gas | Diesel Oil |  | Electric Utility | [28 empty] | 0.7001 | 3.4 | 9618 | 0 | None Reported | Water Injection | 0.7001 | 0.42006 | 0 |  |  | 0
KS | Hutchinson Energy Center | 1248 | CT-4 | Reno | 1975-06-28 | 1162 | 86 | 38.0906 | -97.8747 | TRNOX, TRSO2G2 | Combustion turbine | Diesel Oil |  |  | Electric Utility | [28 empty] | 1.2 | 4.1 | 6855.8 | 0 | None Reported | Water Injection | 1.2 | 0.1364 | 0 |  |  | 0
KS | Jeffrey Energy Center | 6068 | 1 | Pottawatomie | 1978-07-31 | 8500 | 720 | 39.2825 | -96.1153 | ARP | Tangentially-fired | Coal |  |  | Electric Utility | Electric Services | 0.3029 | 3985.032 | 24900000 | 0.3113 | 4142.847 | 25500000 | 0.3391 | 3889.669 | 22300000 | 0.3204 | 3638.884 | 22000000 | 0.3843 | 4979.952 | 24900000 | 0.1638 | 1664.484 | 20200000 | 0.1684 | 1664.359 | 20200000 | 0.166 | 1835.382 | 22400000 | 0.157 | 2018.6 | 25300000 | 0.1348 | 1614.2 | 23300000 | 81 |  | New SCR | 0.1348 | 0.06 | 771.4 |  |  | 771.4
KS | Jeffrey Energy Center | 6068 | 2 | Pottawatomie | 1980-05-01 | 8500 | 720 | 39.2825 | -96.1153 | ARP | Tangentially-fired | Coal |  |  | Electric Utility | Electric Services | 0.2994 | 3778.546 | 24300000 | 0.2857 | 3436.563 | 23300000 | 0.324 | 4300.108 | 26000000 | 0.3327 | 4074.429 | 23300000 | 0.3544 | 4585.632 | 24900000 | 0.3367 | 4029.264 | 22600000 | 0.3245 | 3946.121 | 22600000 | 0.3459 | 3861.437 | 20800000 | 0.1553 | 1953 | 24600000 | 0.1383 | 1495.6 | 20800000 | 78.8 |  | New SCR | 0.1383 | 0.06 | 754.5 |  |  | 754.5
KS | Jeffrey Energy Center | 6068 | 3 | Pottawatomie | 1983-05-27 | 8500 | 720 | 39.2825 | -96.1153 | ARP | Tangentially-fired | Coal |  |  | Electric Utility | Electric Services | 0.329 | 3774.715 | 21800000 | 0.386 | 4310.808 | 21600000 | 0.4027 | 5306.456 | 25800000 | 0.1529 | 1902.591 | 24800000 | 0.1536 | 1533.385 | 19800000 | 0.184 | 2039.506 | 21600000 | 0.165 | 1623.361 | 19300000 | 0.1782 | 1993.498 | 21500000 | 0.1507 | 1773.3 | 23100000 | 0.1234 | 1084.5 | 17200000 | 74 |  | New SCR | 0.1234 | 0.06 | 706 |  |  | 706
KS | Kaw | 1294 | 1 | Wyandotte | 1954-01-01 | 491 | 50.1 | 39.0864 | -94.6514 | ARP | Wet bottom wall-fired boiler | Pipeline Natural Gas | Diesel Oil |  | Electric Utility | Electric Services | [26 empty] | 0 |  |  |  | 0 |  | Not Operating | 0 | 0 | 0 |  |  | 0
KS | Kaw | 1294 | 2 | Wyandotte | 1957-01-01 | 491 | 50.1 | 39.0864 | -94.6514 | ARP | Wet bottom wall-fired boiler | Coal |  |  | Electric Utility | Electric Services | [30 empty] | 0 |  | New SNCR | 0 | 0 | 0 |  |  | 0
KS | Kaw | 1294 | 3 | Wyandotte | 1961-01-01 | 576 | 65.5 | 39.0864 | -94.6514 | ARP | Cyclone boiler | Pipeline Natural Gas | Diesel Oil |  | Electric Utility | Electric Services | 0.2201 | 14.577 | 114494.394 | [23 empty] | 0 |  |  |  | 0 |  | New SNCR | 0.2201 | 0.13206 | 0 |  |  | 0
KS | La Cygne | 1241 | 1 | Linn | 1973-03-01 | 8850 | 893 | 38.3472 | -94.6389 | ARP | Cyclone boiler | Coal |  | Overfire Air | Electric Utility | Electric Services | 0.9847 | 13075.897 | 25800000 | 0.951 | 11888.472 | 24200000 | 0.9427 | 11065.204 | 22500000 | 0.9142 | 10811.936 | 23100000 | 0.1963 | 2420.912 | 25600000 | 0.1124 | 984.134 | 18100000 | 0.0914 | 869.177 | 20400000 | 0.1025 | 1135.367 | 23300000 | 0.081 | 880.7 | 22300000 | 0.1228 | 1396.2 | 22500000 | 68.7 | SCR | Existing SCR | 0.081 | 0.081 | 880.7 |  |  | 880.7
KS | La Cygne | 1241 | 2 | Linn | 1977-02-01 | 7700 | 685 | 38.3472 | -94.6389 | ARP | Dry bottom wall-fired boiler | Coal | Other Oil | Low NOx Burner Technology (Dry Bottom only) | Electric Utility | Electric Services | 0.2926 | 3491.682 | 23300000 | 0.3246 | 4264.014 | 26000000 | 0.3143 | 3966.23 | 24900000 | 0.3031 | 3502.504 | 22300000 | 0.3019 | 3461.158 | 22600000 | 0.3204 | 3830.085 | 23600000 | 0.2895 | 2811.258 | 18800000 | 0.3126 | 3784.039 | 23600000 | 0.2817 | 2563.1 | 17500000 | 0.2902 | 3142 | 21200000 | 61.8 |  | New SCR | 0.2817 | 0.06 | 545.9 |  |  | 545.9
KS | Lawrence Energy Center | 1250 | 3 | Douglas | 1955-01-12 | 814 | 49 | 39.0072 | -95.2692 | ARP | Tangentially-fired | Coal | Pipeline Natural Gas |  | Electric Utility | Electric Services | 0.2684 | 277.524 | 2090568 | 0.3509 | 331.332 | 1977216.796 | 0.3265 | 339.237 | 2111818.843 | 0.2179 | 180.812 | 1683876.421 | 0.2172 | 243.54 | 2278217.94 | 0.2813 | 302.489 | 2164201.185 | 0.291 | 285.166 | 1993162.364 | 0.3013 | 284.435 | 1907953.981 | 0.3462 | 278.1 | 1655563.2 | 0.2956 | 250.5 | 1740736.9 | 55.4 |  | New SNCR | 0.2172 | 0.13032 | 104.7 |  |  | 104.7
KS | Lawrence Energy Center | 1250 | 4 | Douglas | 1960-03-11 | 1409 | 114 | 39.0072 | -95.2692 | ARP | Tangentially-fired | Coal | Pipeline Natural Gas |  | Electric Utility | Electric Services | 0.339 | 717.636 | 4344082.25 | 0.3076 | 776.874 | 5118247.459 | 0.3149 | 741.639 | 4898550.512 | 0.3046 | 550.486 | 3567423.132 | 0.3466 | 754.553 | 4484848.461 | 0.3142 | 496.976 | 3195593.539 | 0.3237 | 562.493 | 3587757.643 | 0.345 | 600.763 | 3675481.434 | 0.3812 | 564.8 | 3228855.2 | 0.3611 | 494 | 2908733.4 | 62.4 |  | New SCR | 0.3046 | 0.06 | 88.9 |  |  | 88.9
KS | Lawrence Energy Center | 1250 | 5 | Douglas | 1971-05-31 | 4318 | 403 | 39.0072 | -95.2692 | ARP | Tangentially-fired | Coal | Pipeline Natural Gas |  | Electric Utility | Electric Services | 0.1943 | 1502.323 | 15600000 | 0.1999 | 1432.055 | 14400000 | 0.1823 | 1194.99 | 13600000 | 0.1966 | 1185.725 | 12800000 | 0.201 | 945.953 | 10100000 | 0.1688 | 990.799 | 12200000 | 0.193 | 918.277 | 9709308.093 | 0.209 | 1064.53 | 10500000 | 0.2397 | 1268.2 | 11500000 | 0.153 | 868.6 | 11800000 | 72.3 |  | New SCR | 0.153 | 0.06 | 317.4 |  |  | 317.4
KS | McPherson 2 | 1305 | 1 | McPherson | 1963-04-01 | 350 | 32 | 38.3461 | -97.6761 | ARP | Dry bottom wall-fired boiler | Pipeline Natural Gas | Residual Oil |  | Electric Utility | Electric Services | 0.1234 | 0.574 | 9006.072 | 0.159 | 0.457 | 5069.045 | 0.1611 | 1.183 | 13508.244 | 0.1832 | 3.587 | 38994.894 | [14 empty] | 0 |  |  |  | 0 |  | New SNCR | 0.1234 | 0.07404 | 0 |  |  | 0
KS | McPherson Municipal Power Plant #3 | 7515 | 1 | McPherson | 1998-10-29 | 1200 | 115.6 | 38.3864 | -97.61 | ARP, TRNOX, TRSO2G2 | Combustion turbine | Pipeline Natural Gas | Diesel Oil | Water Injection | Electric Utility |  | 0.1842 | 7.808 | 82815.219 | 0.1835 | 6.608 | 70111.473 | 0.1834 | 9.908 | 106220.178 | 0.1623 | 13.181 | 162521.152 | 0.1665 | 24.555 | 288808.09 | 0.1568 | 7.54 | 98991.343 | 0.147 | 7.847 | 110327.013 | 0.165 | 2.793 | 34349.765 | 0.1751 | 3.1 | 36728.8 | 0.171 | 4.4 | 52748.1 | 0.8 | Water Injection | Low Ozone Season Rate | 0.147 | 0.147 | 2.6 |  |  | 2.6
KS | Murray Gill Energy Center | 1242 | 1 | Sedgwick | 1952-05-23 | 603 | 46 | 37.5956 | -97.4131 | ARP | Dry bottom wall-fired boiler | Pipeline Natural Gas |  |  | Electric Utility | Electric Services | 0.2293 | 6.586 | 54290.675 |  |  |  | 0.246 | 1.97 | 14830.13 | 0.2164 | 10.28 | 89981.602 | 0.0822 | 3.078 | 70725.747 | 0.1665 | 6.267 | 66306.01 | 0.1815 | 6.743 | 67108.198 | 0.1702 | 13.757 | 147674.246 | 0.2258 | 47.8 | 419171.6 | 0.1616 | 13.6 | 167745.4 | 18.9 |  | Low Ozone Season Rate | 0.0822 | 0.0822 | 17.4 |  |  | 17.4
KS | Murray Gill Energy Center | 1242 | 2 | Sedgwick | 1954-02-27 | 920 | 75 | 37.5956 | -97.4131 | ARP | Dry bottom wall-fired boiler | Pipeline Natural Gas | Residual Oil |  | Electric Utility | Electric Services | 0.3682 | 64.445 | 280868.025 | 0.2542 | 8.234 | 52383.224 | 0.2539 | 9.226 | 58687.437 | 0.1848 | 23.918 | 239054.386 | 0.1858 | 18.444 | 183248.759 | 0.1739 | 12.989 | 141563.113 | 0.1843 | 36.804 | 376075.659 | 0.1928 | 26.664 | 261146.373 | 0.2789 | 73.3 | 546706.9 | 0.1782 | 21.1 | 230790.5 | 16.2 |  | New SNCR | 0.1739 | 0.10434 | 27.4 |  |  | 27.4
KS | Murray Gill Energy Center | 1242 | 3 | Sedgwick | 1956-06-01 | 1300 | 114 | 37.5956 | -97.4131 | ARP | Dry bottom wall-fired boiler | Pipeline Natural Gas | Residual Oil |  | Electric Utility | Electric Services | 0.3399 | 165.245 | 819955.425 | 0.2878 | 116.871 | 630548.481 | 0.3022 | 198.933 | 1049989.51 | 0.2179 | 111.665 | 817996.606 | 0.1811 | 102.258 | 926455.249 | 0.1823 | 109.982 | 960025.304 | 0.1625 | 106.407 | 1038970.626 | 0.1802 | 119.148 | 1050987.381 | 0.2072 | 160.5 | 1270321.6 | 0.2494 | 154.5 | 959690.4 | 26.6 |  | New SNCR | 0.1625 | 0.0975 | 75.5 |  |  | 75.5
KS | Murray Gill Energy Center | 1242 | 4 | Sedgwick | 1959-04-16 | 1300 | 114 | 37.5956 | -97.4131 | ARP | Dry bottom wall-fired boiler | Pipeline Natural Gas | Residual Oil |  | Electric Utility | Electric Services | 0.4086 | 201.048 | 803225.95 | 0.321 | 159.921 | 777733.921 | 0.3304 | 202.371 | 953462.713 | 0.2995 | 131.63 | 662810.908 | 0.2185 | 104.513 | 791987.062 | 0.2227 | 121.228 | 873081.361 | 0.2589 | 143.724 | 871235.456 | 0.2511 | 99.475 | 620439.757 | 0.2864 | 234.8 | 1280463.8 | 0.2568 | 144.1 | 870722.8 | 26.8 |  | New SNCR | 0.2185 | 0.1311 | 107.5 |  |  | 107.5
KS | Nearman Creek | 6064 | CT4 | Wyandotte | 2005-11-15 | 1136 | 94 | 39.1714 | -94.6958 | ARP, TRNOX, TRSO2G2 | Combustion turbine | Pipeline Natural Gas | Diesel Oil | Dry Low NOx Burners<br>Water Injection | Electric Utility | [10 empty] | 0.2192 | 28.932 | 269341.96 | 0.0241 | 2.128 | 220893.664 | 0.0219 | 0.861 | 97742.552 | 0.3058 | 26.991 | 175557.389 | 0.112 | 23.113 | 417450.994 | 0.4202 | 98.8 | 469393.8 | 0.0286 | 4.7 | 432308.7 | 11.3 | Dry Low NOx Burners<br>Water Injection | Low Ozone Season Rate | 0.0219 | 0.0219 | 5.1 |  |  | 5.1
KS | Nearman Creek | 6064 | N1 | Wyandotte | 1981-02-01 | 2433.1 | 261 | 39.1714 | -94.6958 | ARP | Dry bottom wall-fired boiler | Coal |  | Low NOx Burner Technology (Dry Bottom only) | Electric Utility | Electric Services | 0.4088 | 2125.528 | 10200000 | 0.4159 | 1721.586 | 8269952.835 | 0.452 | 2076.481 | 9019925.768 | 0.4591 | 1756.167 | 7604827.368 | 0.4248 | 2030.277 | 9484678.262 | 0.3947 | 1390.365 | 6773961.66 | 0.382 | 1525.082 | 7665259.608 | 0.4058 | 1765.903 | 8508451.258 | 0.4776 | 1829.4 | 7352206.1 | 0.3164 | 801.4 | 4756456.6 | 82.3 |  | New SCR | 0.3164 | 0.06 | 229.8 |  |  | 229.8
KS | Neosho Energy Center | 1243 | 7 | Labette | 1954-11-17 | 870 | 69 | 37.3062 | -95.1118 | ARP | Tangentially-fired | Pipeline Natural Gas | Residual Oil |  | Electric Utility | Electric Services | 0.1896 | 3.188 | 29301.025 |  |  |  | 0.1854 | 3.078 | 28904.656 | 0.1525 | 10.038 | 116311.244 | 0.1538 | 10.46 | 113077.883 | 0.1036 | 3.177 | 53993.081 | [6 empty] | 0.8681 | 14 | 42076.2 |  |  |  | 1.3 |  | New SNCR | 0.1036 | 0.06216 | 1 |  |  | 1
KS | Osawatomie Generating Station | 7928 | 1 | Miami | 2003-05-28 | 902 | 90 | 38.5325 | -94.9042 | ARP, TRNOX, TRSO2G2 | Combustion turbine | Pipeline Natural Gas |  | Other | Electric Utility |  | 0.0398 | 1.853 | 110906.35 | 0.0374 | 0.242 | 18252.525 | 0.0299 | 1.275 | 105599.9 | 0.0276 | 2.076 | 177129.65 | 0.0317 | 1.363 | 109602.025 | 0.0293 | 0.141 | 11913.644 | 0.0422 | 0.295 | 18764.415 | 0.0479 | 0.484 | 25094.796 | 0.0294 | 1.3 | 98561.4 | 0.0263 | 1.6 | 146686.4 | 3 | Other | Low Ozone Season Rate | 0.0263 | 0.0263 | 1.1 |  |  | 1.1
KS | Quindaro | 1295 | 1 | Wyandotte | 1965-05-01 | 783 | 81.6 | 39.1486 | -94.6405 | ARP | Cyclone boiler | Coal |  |  | Electric Utility | Electric Services | 0.7273 | 866.566 | 2373105.869 | 0.7861 | 815.918 | 2064061.639 | 0.8331 | 1036.233 | 2474468.549 | 0.722 | 987.562 | 2719452.605 | 0.7789 | 1029.762 | 2637314.694 | 0.7584 | 998.894 | 2633033.989 | 0.7733 | 899.577 | 2314208.199 | 0.8119 | 884.373 | 2168428.413 | 0.8719 | 1093.3 | 2510404.8 | 0.8779 | 999.4 | 2282757 | 87.3 |  | New SNCR | 0.722 | 0.4332 | 543.2 | Shutdown | Gas Combined Cycle Replacement | 11.9 | 1081.4
KS | Quindaro | 1295 | 2 | Wyandotte | 1971-12-01 | 1394.4 | 157.5 | 39.1486 | -94.6405 | ARP | Dry bottom wall-fired boiler | Coal |  | Low NOx Burner Technology (Dry Bottom only) | Electric Utility | Electric Services | 0.3038 | 414.336 | 2675004.264 | 0.2836 | 344.405 | 2383573.694 | 0.3273 | 595.001 | 3607248.205 | 0.2818 | 512.743 | 3580665.811 | 0.2693 | 485.082 | 3565564.798 | 0.2674 | 508.846 | 3797660.722 | 0.2626 | 402.448 | 3015783.265 | 0.3092 | 565.397 | 3647451.613 | 0.3054 | 508.8 | 3300458.1 | 0.1852 | 226.7 | 2410917.9 | 64.5 |  | New SCR | 0.1852 | 0.06 | 100 | Shutdown | Gas Combined Cycle Replacement | 15.7 | 493.1
KS | Riverton | 1239 | 12 | Cherokee | 2007-01-11 | 2018 | 148.8 | 37.0719 | -94.6986 | ARP, TRNOX, TRSO2G2 | Combustion turbine | Pipeline Natural Gas |  |  | Electric Utility | [16 empty] | 0.0458 | 7.51 | 499796.853 | 0.0434 | 13.331 | 914825.852 | 0.0374 | 21.364 | 1533642.981 | 0.0436 | 21.8 | 1272474.8 | 0.0468 | 30.1 | 1646297 | 17.2 |  | Low Ozone Season Rate | 0.0374 | 0.0374 | 18.7 |  |  | 18.7
KS | Riverton | 1239 | 39 | Cherokee | 1949-01-01 | 422 | 37.5 | 37.0719 | -94.6986 | ARP | Dry bottom wall-fired boiler | Coal |  |  | Electric Utility | Electric Services | 0.4466 | 254.672 | 1131608.6 | 0.4558 | 279.057 | 1211539.275 | 0.447 | 287.223 | 1278653.375 | 0.445 | 271.806 | 1218236.65 | 0.4261 | 243.032 | 1135429.908 | 0.3772 | 188.753 | 1005041.6 | 0.4028 | 190.785 | 941208.213 | 0.4241 | 173.09 | 806647.693 | 0.4043 | 122.5 | 599383.1 | 0.108 | 0.2 | 2175.8 | 38.7 |  | New SNCR | 0.108 | 0.0648 | 19.6 | Shutdown | Gas Combined Cycle Replacement | 2.8 | 119.7
KS | Riverton | 1239 | 40 | Cherokee | 1954-01-01 | 654 | 50 | 37.0719 | -94.6986 | ARP | Tangentially-fired | Coal |  |  | Electric Utility | Electric Services | 0.4222 | 320.323 | 1477934.15 | 0.4286 | 372.054 | 1717015.5 | 0.4089 | 373.604 | 1804849 | 0.3922 | 377.476 | 1912419.025 | 0.3691 | 327.157 | 1762465.314 | 0.317 | 198.95 | 1251165.354 | 0.3535 | 268.833 | 1510409.021 | 0.3446 | 317.614 | 1847606.7 | 0.3255 | 160.4 | 978201.6 | 0.3267 | 211.4 | 1293732.3 | 40.7 |  | New SNCR | 0.317 | 0.1902 | 93.7 | Shutdown | Gas Combined Cycle Replacement | 4.6 | 155.8
KS | Tecumseh Energy Center | 1252 | 9 | Shawnee | 1957-08-30 | 1102 | 82 | 39.0522 | -95.5669 | ARP | Tangentially-fired | Coal | Pipeline Natural Gas |  | Electric Utility | Electric Services | 0.3699 | 466.318 | 2570002.725 | 0.3744 | 551.203 | 2975054.632 | 0.4487 | 648.913 | 3053633.413 | 0.526 | 637.906 | 2620528.066 | 0.3749 | 567.331 | 3052750.012 | 0.2696 | 292.456 | 2189797.866 | 0.2032 | 246.269 | 2572594.874 | 0.1365 | 157.751 | 2389490.748 | 0.1742 | 179 | 2194999 | 0.1454 | 130.9 | 1759935.3 | 54.2 |  | New SCR | 0.1365 | 0.06 | 61.6 |  |  | 61.6
KS | Tecumseh Energy Center | 1252 | 10 | Shawnee | 1962-04-17 | 1911 | 150 | 39.0522 | -95.5669 | ARP | Tangentially-fired | Coal | Pipeline Natural Gas |  | Electric Utility | Electric Services | 0.3308 | 768.186 | 4700704.15 | 0.3106 | 713.328 | 4663724.91 | 0.3975 | 819.692 | 4314087.304 | 0.3477 | 656.505 | 4004862.176 | 0.3944 | 897.272 | 4634130.13 | 0.3479 | 803.839 | 4677904.925 | 0.3347 | 687.876 | 4185746.262 | 0.3171 | 583.102 | 3777805.378 | 0.439 | 624.4 | 2938249.5 | 0.2878 | 608.1 | 4223690.7 | 41.9 |  | New SCR | 0.2878 | 0.06 | 85.3 |  |  | 85.3
KS | West Gardner Generating Station | 7929 | 1 | Johnson | 2003-03-26 | 975 | 91.3 | 38.7878 | -94.985 | ARP, TRNOX, TRSO2G2 | Combustion turbine | Pipeline Natural Gas |  | Other | Electric Utility |  | 0.0313 | 2.888 | 201149.425 | 0.0316 | 0.81 | 60123.225 | 0.0281 | 2.049 | 172627.9 | 0.0222 | 3.299 | 332712.775 | 0.0243 | 2.358 | 223150.975 | 0.0222 | 1.601 | 165650.372 | 0.0222 | 0.938 | 101996.487 | 0.0292 | 2.117 | 165308.338 | 0.037 | 2.3 | 134861.5 | 0.0382 | 3.2 | 221928.6 | 3.8 | Other | Low Ozone Season Rate | 0.0222 | 0.0222 | 1.4 |  |  | 1.4
KS | West Gardner Generating Station | 7929 | 2 | Johnson | 2003-04-10 | 975 | 91.3 | 38.7878 | -94.985 | ARP, TRNOX, TRSO2G2 | Combustion turbine | Pipeline Natural Gas |  | Other | Electric Utility |  | 0.0278 | 2.407 | 188766.3 | 0.0313 | 0.68 | 52956.55 | 0.0266 | 2.127 | 192665.9 | 0.0213 | 3.347 | 356673.175 | 0.0227 | 2.009 | 214132.275 | 0.0223 | 1.068 | 116432.378 | 0.0254 | 1.07 | 104641.124 | 0.0246 | 1.765 | 176978.771 | 0.0313 | 1.4 | 122984.7 | 0.0303 | 2.7 | 208069.7 | 3.4 | Other | Low Ozone Season Rate | 0.0213 | 0.0213 | 0.9 |  |  | 0.9
KS | West Gardner Generating Station | 7929 | 3 | Johnson | 2003-04-22 | 975 | 91.3 | 38.7878 | -94.985 | ARP, TRNOX, TRSO2G2 | Combustion turbine | Pipeline Natural Gas |  | Other | Electric Utility |  | 0.0309 | 2.653 | 191571.375 |  |  |  | 0.0273 | 2.016 | 165118.775 | 0.0228 | 3.485 | 331924.8 | 0.0255 | 2.327 | 211225.075 | 0.0244 | 1.195 | 117349.306 | 0.0248 | 0.665 | 61902.259 | 0.0275 | 2.527 | 206561.49 | 0.0247 | 1.3 | 129402.6 | 0.0255 | 1.8 | 178293.3 | 3.6 | Other | Low Ozone Season Rate | 0.0228 | 0.0228 | 1.2 |  |  | 1.2
KS | West Gardner Generating Station | 7929 | 4 | Johnson | 2003-04-29 | 975 | 91.3 | 38.7878 | -94.985 | ARP, TRNOX, TRSO2G2 | Combustion turbine | Pipeline Natural Gas |  | Other | Electric Utility |  | 0.033 | 2.791 | 187621.025 | 0.0343 | 0.675 | 43741.1 | 0.0274 | 1.971 | 162865.75 | 0.0267 | 3.579 | 308647.725 | 0.0278 | 2.222 | 195263.8 | 0.028 | 0.884 | 80714.86 | 0.0281 | 0.684 | 60086.505 | 0.0378 | 2.959 | 179277.231 | 0.0268 | 0.7 | 61044.7 | 0.0321 | 0.6 | 53497.1 | 1.7 | Other | Low Ozone Season Rate | 0.0267 | 0.0267 | 0.7 |  |  | 0.7
KY | Big Sandy | 1353 | BSU1 | Lawrence | 1963-01-01 | 2512 | 280.5 | 38.1707 | -82.6176 | ARP, NBP | Dry bottom wall-fired boiler | Coal |  | Low NOx Burner Technology (Dry Bottom only)<br>Overfire Air | Electric Utility | Electric Services | 0.3292 | 1079.517 | 6326657.146 | 0.128 | 232.653 | 3177254.556 | 0.1197 | 336.117 | 5265252.455 | 0.1838 | 667.747 | 6850557.293 | 0.1433 | 494.866 | 6562474.13 | 0.2807 | 886.075 | 5778524.085 | 0.24 | 673.812 | 4639474.541 | 0.1997 | 460.097 | 4255920.584 | 0.2544 | 901.8 | 6685558.8 | 0.1624 | 280.2 | 3066624.6 | 72.5 |  | New SCR | 0.1197 | 0.06 | 212.7 | Shutdown | Gas Combined Cycle Replacement | 31.8 | 870.1
KY | Big Sandy | 1353 | BSU2 | Lawrence | 1969-10-01 | 7914 | 816.3 | 38.1707 | -82.6176 | ARP, NBP | Dry bottom wall-fired boiler | Coal |  | Low NOx Burner Technology (Dry Bottom only)<br>Selective Catalytic Reduction (Began May 07, 2003) | Electric Utility | Electric Services | 0.1366 | 1271.633 | 18500000 | 0.1025 | 799.369 | 15900000 | 0.0971 | 1105.237 | 22800000 | 0.1352 | 1238.37 | 19200000 | 0.1257 | 1379.722 | 22100000 | 0.1398 | 928.228 | 14400000 | 0.1423 | 1125.276 | 16300000 | 0.1639 | 1763.434 | 21400000 | 0.1895 | 1735.3 | 18400000 | 0.125 | 718.1 | 11100000 | 63.3 | SCR | Existing SCR | 0.0971 | 0.0971 | 889.1 | Shutdown | Gas Combined Cycle Replacement | 87.4 | 1647.9
KY | Bluegrass Generation Company, LLC | 55164 | GTG1 | Oldham | 2002-03-11 | 2076 | 208 | 38.3902 | -85.4133 | ARP, CAIRNOX, CAIROS, CAIRSO2, TRNOX, TRNOXOS, TRSO2G1 | Combustion turbine | Pipeline Natural Gas |  | Dry Low NOx Burners<br>Selective Catalytic Reduction | Electric Utility |  | 0.0433 | 0.289 | 15123.95 |  |  |  | 0.0525 | 2.752 | 116216.125 | 0.0457 | 0.723 | 34545.4 | 0.0587 | 0.967 | 45792.685 | 0.0455 | 11.388 | 587590.158 | 0.0513 | 11.139 | 512250.762 | 0.051 | 7.012 | 340129.737 | 0.0496 | 3.2 | 144473.9 | 0.0513 | 4.9 | 219361.2 | 1.9 | Dry Low NOx Burners<br>Selective Catalytic Reduction | Existing SCR | 0.0433 | 0.0433 | 2.8 |  |  | 2.8
KY | Bluegrass Generation Company, LLC | 55164 | GTG2 | Oldham | 2002-02-19 | 2076 | 208 | 38.3902 | -85.4133 | ARP, CAIRNOX, CAIROS, CAIRSO2, TRNOX, TRNOXOS, TRSO2G1 | Combustion turbine | Pipeline Natural Gas |  | Dry Low NOx Burners<br>Selective Catalytic Reduction | Electric Utility |  | 0.0638 | 0.423 | 15161.1 |  |  |  | 0.0519 | 2.823 | 122073.675 | 0.0524 | 0.847 | 34458.25 | 0.0734 | 0.735 | 24331.692 | 0.116 | 0.008 | 136.96 | 0.0593 | 0.491 | 18401.475 | 0.0579 | 8.379 | 340228.553 | 0.0548 | 3.5 | 144028.5 | 0.0547 | 5.5 | 221986.6 | 1.9 | Dry Low NOx Burners<br>Selective Catalytic Reduction | Existing SCR | 0.0519 | 0.0519 | 3.4 |  |  | 3.4
KY | Bluegrass Generation Company, LLC | 55164 | GTG3 | Oldham | 2002-04-03 | 2076 | 208 | 38.3902 | -85.4133 | ARP, CAIRNOX, CAIROS, CAIRSO2, TRNOX, TRNOXOS, TRSO2G1 | Combustion turbine | Pipeline Natural Gas |  | Dry Low NOx Burners | Electric Utility |  | 0.0755 | 0.304 | 10232 |  |  |  | 0.0637 | 4.792 | 168170.625 | 0.0498 | 1.199 | 47836.95 | 0.062 | 1.086 | 41811.57 | 0.213 | 0.015 | 136.785 | 0.0652 | 0.439 | 15246.321 | 0.0568 | 7.429 | 307439.926 | 0.0584 | 2.3 | 92105.7 | 0.0563 | 4.6 | 183065 | 1.2 | Dry Low NOx Burners | Low Ozone Season Rate | 0.0498 | 0.0498 | 2 |  |  | 2
KY | Cane Run | 1363 | 4 | Jefferson | 1962-05-26 | 1870 | 163.2 | 38.1828 | -85.8894 | NBP, ARP | Dry bottom wall-fired boiler | Coal | Natural Gas | Low NOx Burner Technology (Dry Bottom only)<br>Low NOx Burner Technology w/ Overfire Air (Began Oct 01, 2003) | Electric Utility | Electric Services | 0.4117 | 878.384 | 4190615.251 | 0.3232 | 504.65 | 3033388.853 | 0.3667 | 861.882 | 4635921.49 | 0.3603 | 824.199 | 4514546.895 | 0.3466 | 934.072 | 5311220.77 | 0.3643 | 763.378 | 4168441.91 | 0.3248 | 765.015 | 4549921.818 | 0.3352 | 838.488 | 4968355.751 | 0.3283 | 754.9 | 4565746.7 | 0.3745 | 681.1 | 3589911 | 66.5 |  | New SCR | 0.3232 | 0.06 | 138 | Shutdown | Gas Combined Cycle Replacement | 21.7 | 733.2
KY | Cane Run | 1363 | 5 | Jefferson | 1966-05-23 | 2030 | 209.4 | 38.1828 | -85.8894 | NBP, ARP | Dry bottom wall-fired boiler | Coal | Natural Gas | Low NOx Burner Technology (Dry Bottom only) (Began Apr 01, 2003) | Electric Utility | Electric Services | 0.3832 | 921.731 | 4659199.66 | 0.397 | 642.489 | 3098334.585 | 0.4231 | 996.81 | 4651116.35 | 0.3987 | 909.035 | 4495793.543 | 0.3879 | 909.514 | 4580722.783 | 0.4023 | 772.382 | 3841460.329 | 0.3736 | 816.859 | 4271074.785 | 0.3837 | 989.452 | 5027282.201 | 0.3774 | 802.2 | 4064303.9 | 0.3655 | 843.9 | 4436966.9 | 54.5 |  | New SCR | 0.3655 | 0.06 | 127.5 | Shutdown | Gas Combined Cycle Replacement | 19.3 | 782.9
KY | Cane Run | 1363 | 6 | Jefferson | 1969-06-02 | 2600 | 272 | 38.1828 | -85.8894 | NBP, ARP | Tangentially-fired | Coal | Natural Gas | Low NOx Burner Technology w/ Separated OFA | Electric Utility | Electric Services | 0.3067 | 1003.256 | 6309480.325 | 0.3141 | 738.465 | 4585464.552 | 0.3256 | 1144.799 | 7102829.01 | 0.3185 | 947.225 | 5889926.871 | 0.302 | 798.103 | 5055318.712 | 0.2844 | 812.453 | 5595170.715 | 0.2771 | 853.822 | 5974067.057 | 0.2728 | 832.688 | 5783159.811 | 0.2457 | 742.1 | 5692627.4 | 0.257 | 746.6 | 5715853.3 | 59.6 |  | New SCR | 0.2457 | 0.06 | 181.2 | Shutdown | Gas Combined Cycle Replacement | 27 | 715.1
KY | Coleman | 1381 | C1 | Hancock | 1969-09-07 | 1905 | 205 | 37.9628 | -86.7917 | NBP, ARP | Dry bottom wall-fired boiler | Coal |  | Low NOx Burner Technology (Dry Bottom only) | Electric Utility | Electric Services | 0.4463 | 995.625 | 4398795.15 | 0.2926 | 514.501 | 3424366.775 | 0.3068 | 736.962 | 4766965.525 | 0.3091 | 809.815 | 5199754.141 | 0.2925 | 761.716 | 5149362.427 | 0.2967 | 378.813 | 2503172.132 | 0.3347 | 674.592 | 4065347.525 | 0.3302 | 733.499 | 4413566.375 | 0.3568 | 921.8 | 5193205.1 | 0.3372 | 785.6 | 4697269.9 | 74.2 |  | New SCR | 0.2925 | 0.06 | 155 |  |  | 155
KY | Coleman | 1381 | C2 | Hancock | 1970-08-01 | 1777 | 205 | 37.9628 | -86.7917 | NBP, ARP | Dry bottom wall-fired boiler | Coal |  | Low NOx Burner Technology (Dry Bottom only) | Electric Utility | Electric Services | 0.319 | 658.581 | 4009596.525 | 0.2841 | 543.47 | 3811538.225 | 0.2961 | 635.947 | 4250662.575 | 0.3123 | 772.764 | 4887854.059 | 0.2877 | 503.179 | 3428473.638 | 0.3043 | 865.312 | 5654412.486 | 0.3282 | 689.603 | 4235538.2 | 0.334 | 735.435 | 4391647.45 | 0.3545 | 893.6 | 5046490.6 | 0.3438 | 835.1 | 4894492.4 | 77.3 |  | New SCR | 0.2841 | 0.06 | 151.3 |  |  | 151.3
KY | Coleman | 1381 | C3 | Hancock | 1971-08-01 | 2329 | 192 | 37.9628 | -86.7917 | NBP, ARP | Dry bottom wall-fired boiler | Coal |  | Low NOx Burner Technology (Dry Bottom only) | Electric Utility | Electric Services | 0.4346 | 890.937 | 4080321.925 | 0.2893 | 538.724 | 3713044.05 | 0.2989 | 755.726 | 5030138.1 | 0.3114 | 657.229 | 4192132.459 | 0.2941 | 762.227 | 5150461.101 | 0.3073 | 907.576 | 5882466.342 | 0.3298 | 552.176 | 3370792.75 | 0.3341 | 856.633 | 5084415.075 | 0.359 | 998.6 | 5593347.7 | 0.3419 | 874.1 | 5155368.8 | 65.4 |  | New SCR | 0.2893 | 0.06 | 166.9 |  |  | 166.9
KY | D B Wilson | 6823 | W1 | Ohio | 1984-09-01 | 6099 | 566.1 | 37.4497 | -87.0803 | ARP, NBP | Dry bottom wall-fired boiler | Coal |  | Selective Catalytic Reduction<br>Low NOx Burner Technology (Dry Bottom only) | Electric Utility | Electric Services | 0.4873 | 3821.591 | 15500000 | 0.0636 | 420.491 | 13400000 | 0.0535 | 423.824 | 16400000 | 0.0477 | 344.033 | 15000000 | 0.0701 | 538.72 | 16000000 | 0.059 | 498.613 | 17100000 | 0.0648 | 484.15 | 15800000 | 0.0498 | 377.816 | 15200000 | 0.0572 | 444.9 | 15700000 | 0.0599 | 415.8 | 13900000 | 70.2 | SCR | Existing SCR | 0.0477 | 0.0477 | 371 |  |  | 371
KY | E W Brown | 1355 | 1 | Mercer | 1957-05-01 | 1386 | 113.6 | 37.7889 | -84.7139 | ARP, NBP | Dry bottom wall-fired boiler | Coal |  | Low NOx Burner Technology (Dry Bottom only) | Electric Utility | Electric Services | 0.5033 | 857.22 | 3265380.511 | 0.4611 | 514.999 | 2130823.83 | 0.4443 | 646.276 | 2827118.032 | 0.4698 | 689.578 | 2872447.761 | 0.4796 | 600.912 | 2436428.329 | 0.4448 | 543.015 | 2379089.226 | 0.4367 | 167.726 | 718113.259 | 0.4828 | 581.967 | 2344116.037 | 0.3503 | 370.3 | 2170611.3 | 0.3808 | 453.3 | 2342531.1 | 42.6 |  | New SCR | 0.3503 | 0.06 | 63.4 |  |  | 63.4
KY | E W Brown | 1355 | 2 | Mercer | 1963-06-01 | 2050 | 179.5 | 37.7889 | -84.7139 | ARP, NBP | Tangentially-fired | Coal |  | Low NOx Burner Technology w/ Closed-coupled OFA (Retired Sep 30, 2003)<br>Low NOx Burner Technology w/ Closed-coupled/Separated OFA | Electric Utility | Electric Services | 0.3279 | 881.282 | 5555326.465 | 0.3202 | 545.855 | 3515790.439 | 0.2965 | 551.55 | 3756530.643 | 0.3431 | 694.376 | 4231990.221 | 0.3466 | 754.598 | 4579162.763 | 0.3295 | 687.918 | 4367659.953 | 0.3729 | 488.043 | 2715435.53 | 0.3603 | 593.256 | 3161696.008 | 0.3331 | 559.4 | 3408350.7 | 0.3815 | 804.2 | 4192118 | 45.3 |  | New SCR | 0.2965 | 0.06 | 100.8 |  |  | 100.8
KY | E W Brown | 1355 | 3 | Mercer | 1971-07-19 | 5000 | 464 | 37.7889 | -84.7139 | ARP, NBP | Tangentially-fired | Coal |  | Low NOx Burner Technology w/ Closed-coupled/Separated OFA | Electric Utility | Electric Services | 0.3317 | 2178.686 | 13300000 | 0.3187 | 1385.017 | 9068202.361 | 0.3054 | 1093.083 | 7283476.34 | 0.3572 | 1251.549 | 7471485.311 | 0.3481 | 1795.634 | 11000000 | 0.3234 | 1619.415 | 10700000 | 0.3389 | 961.11 | 6042861.071 | 0.3206 | 1509.293 | 9561167.551 | 0.3235 | 1504.5 | 9486976.2 | 0.3791 | 1870.8 | 9765685.9 | 51.7 |  | New SCR | 0.3054 | 0.06 | 279 |  |  | 279
KY | E W Brown | 1355 | 5 | Mercer | 2001-06-09 | 1570 | 123 | 37.7889 | -84.7139 | CAIRNOX, CAIROS, CAIRSO2, TRNOX, TRNOXOS, TRSO2G1, ARP | Combustion turbine | Pipeline Natural Gas |  | Water Injection | Electric Utility |  | 0.0841 | 0.184 | 4482.39 | 0.082 | 0.081 | 2047.139 | 0.0813 | 45.724 | 1123374.138 | 0.0702 | 12.246 | 357103.38 | 0.0751 | 8.192 | 237285.227 | 0.0715 | 0.537 | 17352.232 | 0.0739 | 0.386 | 11762.736 | 0.0722 | 2.378 | 72960.482 | 0.0609 | 1.8 | 62614.2 | 0.0609 | 2.9 | 97630.8 | 1.1 | Water Injection | Low Ozone Season Rate | 0.0609 | 0.0609 | 1.8 |  |  | 1.8
KY | E W Brown | 1355 | 6 | Mercer | 1999-08-11 | 1970 | 176.8 | 37.7889 | -84.7139 | CAIRNOX, CAIROS, CAIRSO2, TRNOX, TRNOXOS, TRSO2G1, ARP | Combustion turbine | Pipeline Natural Gas | Diesel Oil | Dry Low NOx Burners<br>Water Injection | Electric Utility |  | 0.0414 | 3.237 | 157172.195 | 0.0419 | 0.859 | 41024.514 | 0.0457 | 37.969 | 1559184.939 | 0.0431 | 24.518 | 1065960.518 | 0.0362 | 13.956 | 694987.028 | 0.0594 | 4.051 | 160945.828 | 0.0752 | 6.921 | 203350.674 | 0.0417 | 8.182 | 456688.869 | 0.0599 | 8.2 | 291958.9 | 0.0454 | 22.4 | 1099281.9 | 4 | Dry Low NOx Burners<br>Water Injection | Low Ozone Season Rate | 0.0362 | 0.0362 | 4.9 |  |  | 4.9
KY | E W Brown | 1355 | 7 | Mercer | 1999-08-08 | 1970 | 176.8 | 37.7889 | -84.7139 | CAIRNOX, CAIROS, CAIRSO2, TRNOX, TRNOXOS, TRSO2G1, ARP | Combustion turbine | Pipeline Natural Gas | Diesel Oil | Dry Low NOx Burners<br>Water Injection | Electric Utility |  | 0.042 | 3.003 | 138980.304 | 0.0431 | 2.068 | 91902.438 | 0.0393 | 23.029 | 1199070.732 | 0.0332 | 17.665 | 1064075.926 | 0.0324 | 6.256 | 379748.641 | 0.0339 | 2.959 | 170036.548 | 0.0777 | 3.743 | 100146.509 | 0.0565 | 9.594 | 372595.862 | 0.0597 | 10 | 336461.9 | 0.0566 | 24.5 | 876409 | 4.7 | Dry Low NOx Burners<br>Water Injection | Low Ozone Season Rate | 0.0324 | 0.0324 | 5.5 |  |  | 5.5
KY | E W Brown | 1355 | 8 | Mercer | 1995-01-01 | 1552 | 126 | 37.7889 | -84.7139 | CAIRNOX, CAIROS, CAIRSO2, TRNOX, TRNOXOS, TRSO2G1, ARP | Combustion turbine | Diesel Oil | Pipeline Natural Gas | Water Injection | Electric Utility |  | 0.1303 | 1.189 | 17148.395 | 0.1051 | 0.348 | 6098.426 | 0.1171 | 1.043 | 17117.933 | 0.1365 | 36.993 | 534317.79 | 0.1322 | 12.376 | 185401.399 | 0.1311 | 2.522 | 38001.701 | 0.1302 | 3.487 | 52619.374 | 0.1313 | 3.025 | 45732.85 | 0.1486 | 2.5 | 34420 | 0.149 | 1.5 | 20054 | 0.6 | Water Injection | Low Ozone Season Rate | 0.1051 | 0.1051 | 1.8 |  |  | 1.8
KY | E W Brown | 1355 | 9 | Mercer | 1995-01-01 | 1610 | 126 | 37.7889 | -84.7139 | CAIRNOX, CAIROS, CAIRSO2, TRNOX, TRNOXOS, TRSO2G1, ARP | Combustion turbine | Diesel Oil | Pipeline Natural Gas | Water Injection | Electric Utility |  | 0.1086 | 0.753 | 12699.412 | 0.1088 | 0.364 | 5956.208 | 0.1186 | 0.814 | 13402.892 | 0.1145 | 18.633 | 318135.261 | 0.1129 | 7.271 | 127302.715 | 0.111 | 1.178 | 21139.36 | 0.1107 | 0.608 | 10999.375 | 0.1112 | 3.907 | 70219.42 | 0.1233 | 3.5 | 57289.7 | 0.1228 | 5 | 82583.3 | 1 | Water Injection | Low Ozone Season Rate | 0.1086 | 0.1086 | 3.1 |  |  | 3.1
KY | E W Brown | 1355 | 10 | Mercer | 1995-12-22 | 1565 | 126 | 37.7889 | -84.7139 | CAIRNOX, CAIROS, CAIRSO2, TRNOX, TRNOXOS, TRSO2G1, ARP | Combustion turbine | Pipeline Natural Gas | Diesel Oil | Water Injection | Electric Utility |  | 0.1286 | 0.844 | 12482.325 | 0.1366 | 0.404 | 5882.664 | 0.1392 | 0.94 | 13461.937 | 0.139 | 19.022 | 273343.103 | 0.1391 | 4.709 | 67040.914 | 0.1376 | 0.93 | 13413.394 | 0.1333 | 0.463 | 7019.124 | 0.133 | 3.353 | 50577.797 | 0.133 | 2.4 | 36323.8 | 0.1324 | 2.3 | 34932.7 | 0.6 | Water Injection | Low Ozone Season Rate | 0.1286 | 0.1286 | 2.3 |  |  | 2.3
KY | E W Brown | 1355 | 11 | Mercer | 1996-04-01 | 1530 | 126 | 37.7889 | -84.7139 | CAIRNOX, CAIROS, CAIRSO2, TRNOX, TRNOXOS, TRSO2G1, ARP | Combustion turbine | Pipeline Natural Gas | Diesel Oil | Water Injection | Electric Utility |  | 0.1196 | 0.3 | 4746.71 | 0.1217 | 0.413 | 6038.744 | 0.111 | 0.66 | 11725.2 | 0.1149 | 11.014 | 187455.995 | 0.1098 | 2.511 | 44247.214 | 0.112 | 0.599 | 10095.132 | 0.1246 | 1.377 | 22248.16 | 0.1218 | 3.75 | 61758.889 | 0.1211 | 2.5 | 41623.4 | 0.1213 | 3.8 | 62062.6 | 0.7 | Water Injection | Low Ozone Season Rate | 0.1098 | 0.1098 | 2.3 |  |  | 2.3
KY | East Bend | 6018 | 2 | Boone | 1981-03-24 | 7886 | 669.3 | 38.9031 | -84.8511 | ARP, NBP | Dry bottom wall-fired boiler | Coal |  | Selective Catalytic Reduction<br>Overfire Air | Electric Utility | Electric Services | 0.0731 | 584.653 | 17500000 | 0.0769 | 507.016 | 13700000 | 0.0761 | 660.186 | 18700000 | 0.0518 | 509.94 | 19800000 | 0.1119 | 828.455 | 15400000 | 0.103 | 1035.246 | 20200000 | 0.0971 | 737.887 | 16700000 | 0.1287 | 1089.901 | 17900000 | 0.1384 | 1163.4 | 17000000 | 0.156 | 1259.8 | 15800000 | 58.8 | SCR | Existing SCR | 0.0518 | 0.0518 | 435.4 |  |  | 435.4
KY | Elmer Smith | 1374 | 1 | Daviess | 1964-06-01 | 5352 | 163.2 | 37.7958 | -87.0597 | NBP, ARP | Cyclone boiler | Coal |  | Selective Catalytic Reduction (Began Nov 30, 2003) | Electric Utility | Electric Services | 1.0717 | 2868.057 | 5052006.116 | 0.1357 | 259.484 | 3878265.558 | 0.1862 | 431.712 | 4730116.107 | 0.1229 | 288.556 | 4834733.794 | 0.234 | 481.699 | 4404017.98 | 0.1384 | 271.794 | 4272436.124 | 0.1272 | 278.633 | 4349540.644 | 0.3198 | 675.658 | 4502451.066 | 0.3065 | 739.7 | 4910727.9 | 0.3491 | 823.9 | 4706006.2 | 25 | SCR | Existing SCR | 0.1229 | 0.1229 | 296.6 |  |  | 296.6
KY | Elmer Smith | 1374 | 2 | Daviess | 1974-07-01 | 6377 | 282.1 | 37.7958 | -87.0597 | NBP, ARP | Tangentially-fired | Coal |  | Low NOx Burner Technology w/ Closed-coupled OFA<br>Low NOx Burner Technology w/ Separated OFA | Electric Utility | Electric Services | 0.3728 | 1484.585 | 7466309.482 | 0.2122 | 800.894 | 7527606.577 | 0.2179 | 768.688 | 6714595.391 | 0.2277 | 924.691 | 8016058.003 | 0.2229 | 978.357 | 8410361.572 | 0.2392 | 1010.517 | 8082371.034 | 0.2442 | 923.493 | 7426284.351 | 0.2643 | 1086.577 | 8132344 | 0.2694 | 971.1 | 7113622.1 | 0.2804 | 855.9 | 6061503.8 | 30.4 | SNCR | New SCR | 0.2122 | 0.1061 | 382.4 |  |  | 382.4
KY | Ghent | 1356 | 1 | Carroll | 1974-02-19 | 5500 | 556.9 | 38.7497 | -85.035 | ARP, NBP | Tangentially-fired | Coal |  | Low NOx Burner Technology w/ Separated OFA | Electric Utility | Electric Services | 0.3881 | 2618.115 | 12900000 | 0.067 | 353.564 | 12300000 | 0.0448 | 339.175 | 16900000 | 0.0582 | 428.003 | 16400000 | 0.0816 | 615.292 | 16100000 | 0.0862 | 657.777 | 16600000 | 0.0592 | 397.226 | 15000000 | 0.0534 | 379.044 | 16100000 | 0.0749 | 531.6 | 15100000 | 0.0797 | 564.4 | 15100000 | 74.7 | SCR | Existing SCR | 0.0448 | 0.0448 | 318 |  |  | 318
KY | Ghent | 1356 | 2 | Carroll | 1977-04-20 | 5520 | 556.3 | 38.7497 | -85.035 | ARP, NBP | Tangentially-fired | Coal |  | Low NOx Burner Technology w/ Closed-coupled/Separated OFA | Electric Utility | Electric Services | 0.3074 | 1847.617 | 12200000 | 0.2628 | 1194.858 | 9172990.721 | 0.27 | 1620.297 | 12200000 | 0.258 | 1559.547 | 12200000 | 0.265 | 1718.544 | 12900000 | 0.2688 | 1641.051 | 12000000 | 0.179 | 943.577 | 10300000 | 0.1711 | 1136.659 | 13300000 | 0.1804 | 1197.4 | 13200000 | 0.1816 | 1143.7 | 12300000 | 65.2 |  | New SCR | 0.1711 | 0.06 | 398.3 |  |  | 398.3
KY | Ghent | 1356 | 3 | Carroll | 1981-05-31 | 5700 | 556.5 | 38.7497 | -85.035 | ARP, NBP | Dry bottom wall-fired boiler | Coal |  | Low NOx Burner Technology w/ Overfire Air | Electric Utility | Electric Services | 0.2801 | 1529.445 | 11200000 | 0.0435 | 207.885 | 10800000 | 0.0272 | 189.988 | 14300000 | 0.0316 | 206.345 | 13800000 | 0.087 | 394.312 | 10300000 | 0.0832 | 574.132 | 15100000 | 0.1592 | 1054.035 | 14200000 | 0.1599 | 1260.71 | 16300000 | 0.1682 | 1074.9 | 13400000 | 0.1646 | 1245.3 | 15500000 | 64 | SCR | Existing SCR | 0.0272 | 0.0272 | 173.8 |  |  | 173.8
KY | Ghent | 1356 | 4 | Carroll | 1984-08-18 | 5500 | 556.2 | 38.7497 | -85.035 | ARP, NBP | Dry bottom wall-fired boiler | Coal |  | Low NOx Burner Technology w/ Overfire Air | Electric Utility | Electric Services | 0.2802 | 1791.252 | 13100000 | 0.0434 | 209.931 | 11100000 | 0.0272 | 187.928 | 14400000 | 0.0311 | 186.003 | 12800000 | 0.0388 | 230.05 | 13900000 | 0.236 | 1318.128 | 11000000 | 0.0472 | 251.627 | 11700000 | 0.0678 | 414.212 | 12500000 | 0.0791 | 425.1 | 11800000 | 0.1027 | 539.3 | 11200000 | 58.4 | SCR | Existing SCR | 0.0272 | 0.0272 | 146.2 |  |  | 146.2
KY | Green River | 1357 | 1 | Muhlenberg | 1950-03-01 | 340 | 37.5 | 37.3636 | -87.1214 | ARP, NBP | Dry bottom wall-fired boiler | Coal |  |  | Electric Utility | Electric Services | [30 empty] | 0 |  | New SNCR | 0 | 0 | 0 | Shutdown | Gas Combined Cycle Replacement/No operation 2011 | 0 | 0
KY | Green River | 1357 | 2 | Muhlenberg | 1950-03-01 | 340 | 37.5 | 37.3636 | -87.1214 | NBP, ARP | Dry bottom wall-fired boiler | Coal |  |  | Electric Utility | Electric Services | [30 empty] | 0 |  | New SNCR | 0 | 0 | 0 | Shutdown | Gas Combined Cycle Replacement/No operation 2011 | 0 | 0
KY | Green River | 1357 | 3 | Muhlenberg | 1954-01-05 | 340 | 75 | 37.3636 | -87.1214 | NBP, ARP | Dry bottom wall-fired boiler | Coal |  |  | Electric Utility | Electric Services | [30 empty] | 0 |  | New SNCR | 0 | 0 | 0 | Shutdown | Gas Combined Cycle Replacement/No operation 2011 | 0 | 0
KY | Green River | 1357 | 4 | Muhlenberg | 1954-04-06 | 1074 | 113.6 | 37.3636 | -87.1214 | NBP, ARP | Dry bottom wall-fired boiler | Coal |  | Low NOx Burner Technology (Dry Bottom only) | Electric Utility | Electric Services | 0.4444 | 307.579 | 1362763.191 | 0.3771 | 222.633 | 1158074.277 | 0.394 | 333.411 | 1671384.068 | 0.3815 | 258.375 | 1322366.073 | 0.3594 | 421.814 | 2297679.869 | 0.4015 | 402.727 | 1970286.028 | 0.3967 | 242.239 | 1195501.372 | 0.4109 | 436.064 | 2094308.084 | 0.4261 | 440.3 | 2038970.7 | 0.4256 | 370.1 | 1721560.6 | 51.7 |  | New SCR | 0.3594 | 0.06 | 62 | Shutdown | Gas Combined Cycle Replacement | 9.7 | 430.6
KY | Green River | 1357 | 5 | Muhlenberg | 1959-07-08 | 1386 | 113.6 | 37.3636 | -87.1214 | NBP, ARP | Dry bottom wall-fired boiler | Coal |  | Low NOx Burner Technology (Dry Bottom only) | Electric Utility | Electric Services | 0.3801 | 267.385 | 1356006.751 | 0.3916 | 341.21 | 1718376.346 | 0.3693 | 144.929 | 747027.516 | 0.3835 | 397.096 | 2048431.656 | 0.3954 | 519.972 | 2642904.836 | 0.4062 | 556.094 | 2718221.724 | 0.3842 | 405.885 | 2091502.239 | 0.4058 | 500.567 | 2457924.913 | 0.4017 | 373.4 | 1837952.1 | 0.4113 | 568.4 | 2753538.8 | 36.1 |  | New SNCR | 0.3693 | 0.22158 | 206 |  |  | 206
KY | H L Spurlock | 6041 | 1 | Mason | 1977-09-01 | 3641 | 357.6 | 38.7 | -83.8175 | ARP, NBP | Dry bottom wall-fired boiler | Coal |  | Low NOx Burner Technology (Dry Bottom only)<br>Selective Catalytic Reduction (Began Jun 11, 2003) | Electric Utility | Electric Services | 0.2444 | 1067.432 | 9101962.825 | 0.1943 | 197.401 | 2025728.175 | 0.138 | 601.405 | 8673878.375 | 0.1128 | 507.574 | 8980416.1 | 0.1138 | 521.806 | 9270855.825 | 0.0829 | 378.163 | 9265905.393 | 0.0949 | 318.88 | 6924306.218 | 0.0877 | 397.114 | 9084776.826 | 0.0889 | 373.7 | 8335578.2 | 0.0904 | 330.1 | 7296347.2 | 62.3 | SCR | Existing SCR | 0.0829 | 0.0829 | 348.5 |  |  | 348.5
KY | H L Spurlock | 6041 | 2 | Mason | 1981-03-02 | 6314.9 | 592.1 | 38.7 | -83.8175 | ARP, NBP | Tangentially-fired | Coal |  | Selective Catalytic Reduction<br>Low NOx Burner Technology w/ Closed-coupled OFA | Electric Utility | Electric Services | 0.0822 | 667.446 | 16400000 | 0.1634 | 1050.132 | 13100000 | 0.1032 | 717.324 | 14200000 | 0.0729 | 645.197 | 17700000 | 0.0842 | 712.324 | 17100000 | 0.08 | 410.501 | 11200000 | 0.0764 | 500.588 | 13200000 | 0.0761 | 626.118 | 16600000 | 0.0862 | 712.1 | 16600000 | 0.0905 | 490.6 | 10900000 | 71.8 | SCR | Existing SCR | 0.0729 | 0.0729 | 602.3 |  |  | 602.3
KY | H L Spurlock | 6041 | 3 | Mason | 2005-03-01 | 3112.5 | 329.4 | 38.7 | -83.8175 | NBP, ARP | Circulating fluidized bed boiler | Coal |  | Selective Non-catalytic Reduction | Electric Utility | Electric Services | [6 empty] | 0.1155 | 367.047 | 7108055.121 | 0.0933 | 273.47 | 6433301.281 | 0.089 | 365.971 | 8789720.281 | 0.0788 | 326.641 | 8624082.456 | 0.0762 | 304.154 | 8208832.837 | 0.0731 | 307.53 | 8932025.466 | 0.0658 | 300.6 | 9185329.3 | 0.069 | 234.9 | 7234376.8 | 80.4 | SNCR | New SCR | 0.0658 | 0.06 | 274.1 |  |  | 274.1
KY | H L Spurlock | 6041 | 4 | Mason | 2008-12-08 | 2800 | 329.4 | 38.7 | -83.8175 | ARP, CAIRNOX, CAIROS, CAIRSO2 | Circulating fluidized bed boiler | Coal |  | Selective Non-catalytic Reduction | Electric Utility | Electric Services | [21 empty] | 0.0646 | 245.389 | 7787754.714 | 0.0645 | 227 | 7131736.8 | 0.0604 | 260.4 | 8689775.7 | 69.4 | SNCR | New SCR | 0.0604 | 0.06 | 211.2 |  |  | 211.2
KY | Henderson I | 1372 | 6 | Henderson | 1968-02-21 | 390 | 32.3 | 37.8453 | -87.5912 | NBP, ARP | Stoker | Coal |  |  | Electric Utility | Electric Services | 0.5401 | 18.824 | 68564.517 |  |  |  | 0.4928 | 10.56 | 42270.142 | 0.4593 | 19.245 | 83611.801 | 0.4954 | 16.564 | 65313.799 | [15 empty] | 0 |  | New SNCR | 0.4593 | 0.27558 | 0 | Shutdown | Gas Combined Cycle Replacement/No operation 2011 | 0 | 0
KY | HMP&L Station 2 | 1382 | H1 | Henderson | 1973-06-04 | 1976 | 200 | 37.6472 | -87.5028 | NBP, ARP | Dry bottom wall-fired boiler | Coal |  | Low NOx Burner Technology (Dry Bottom only)<br>Selective Catalytic Reduction | Electric Utility | Electric Services | 0.491 | 1007.532 | 4129763.3 | 0.1186 | 199.225 | 3625742.4 | 0.0812 | 213.05 | 5553791.6 | 0.0796 | 201.287 | 5494015.9 | 0.0606 | 158.388 | 5328359.2 | 0.0971 | 219.681 | 5318928.775 | 0.089 | 197.57 | 5047150.5 | 0.0761 | 207.964 | 5589305.225 | 0.0619 | 164.9 | 5481725.3 | 0.1035 | 243.1 | 4794312.7 | 75.5 | SCR | Existing SCR | 0.0606 | 0.0606 | 161.5 |  |  | 161.5
KY | HMP&L Station 2 | 1382 | H2 | Henderson | 1974-04-01 | 1983 | 205 | 37.6472 | -87.5028 | NBP, ARP | Dry bottom wall-fired boiler | Coal |  | Low NOx Burner Technology (Dry Bottom only)<br>Selective Catalytic Reduction | Electric Utility | Electric Services | 0.4584 | 992.603 | 4349274.9 | 0.0968 | 213.993 | 4622783.5 | 0.0787 | 204.26 | 5517963.2 | 0.0899 | 226.158 | 5582053.3 | 0.0701 | 187.712 | 5528273.5 | 0.086 | 214.046 | 5681371.75 | 0.0666 | 185.432 | 5773106.725 | 0.0669 | 178.521 | 5369949.275 | 0.0834 | 190.7 | 5121192.1 | 0.0782 | 177.5 | 4882749.9 | 70.3 | SCR | Existing SCR | 0.0666 | 0.0666 | 152.3 |  |  | 152.3
KY | John S. Cooper | 1384 | 1 | Pulaski | 1965-02-09 | 1381 | 113.6 | 37 | -84.5917 | NBP, ARP | Dry bottom wall-fired boiler | Coal |  | Low NOx Burner Technology (Dry Bottom only) | Electric Utility | Electric Services | 0.4394 | 622.48 | 2793088.625 | 0.4498 | 571.447 | 2515332.974 | 0.4908 | 740.906 | 2997129.593 | 0.4799 | 698.888 | 2889981.698 | 0.4892 | 572.715 | 2347003.447 | 0.4936 | 615.091 | 2493783.817 | 0.4655 | 284.319 | 1222512.741 | 0.437 | 466.969 | 2135088.302 | 0.4381 | 529.5 | 2404092.2 | 0.2409 | 264.4 | 2086372.1 | 47.4 |  | New SCR | 0.2409 | 0.06 | 72.5 |  |  | 72.5
KY | John S. Cooper | 1384 | 2 | Pulaski | 1969-10-28 | 2418 | 230.4 | 37 | -84.5917 | NBP, ARP | Dry bottom wall-fired boiler | Coal |  | Low NOx Burner Technology (Dry Bottom only) | Electric Utility | Electric Services | 0.4327 | 897.94 | 4121697.675 | 0.4511 | 1139.776 | 5034398.526 | 0.4888 | 1348.803 | 5509115.307 | 0.4799 | 1221.915 | 5062076.602 | 0.4932 | 1188.476 | 4825835.553 | 0.4932 | 1229.469 | 4999034.194 | 0.4652 | 986.655 | 4238104.898 | 0.4484 | 892.854 | 3957495.739 | 0.4419 | 739.1 | 3341277 | 0.1788 | 351.4 | 4374973.4 | 37.6 | SCR | Existing SCR | 0.1788 | 0.1788 | 299.1 |  |  | 299.1
KY | Marshall | 55232 | CT1 | Marshall | 2002-05-20 | 1192 | 86 | 37.0286 | -88.3958 | ARP, CAIRNOX, CAIROS, CAIRSO2, TRNOX, TRNOXOS, TRSO2G1 | Combustion turbine | Pipeline Natural Gas | Diesel Oil | Water Injection<br>Dry Low NOx Burners | Electric Utility | [13 empty] | 0.0326 | 2.055 | 162685.519 | 0.0351 | 0.427 | 31235.186 | 0.0463 | 0.224 | 21147.29 | 0.0253 | 1.753 | 169668.534 | 0.0264 | 1.1 | 97939.7 | 0.03 | 1.3 | 110111.6 | 2.2 | Water Injection<br>Dry Low NOx Burners | Low Ozone Season Rate | 0.0253 | 0.0253 | 1 |  |  | 1
KY | Marshall | 55232 | CT2 | Marshall | 2002-05-17 | 1192 | 86 | 37.0286 | -88.3958 | ARP, CAIRNOX, CAIROS, CAIRSO2, TRNOX, TRNOXOS, TRSO2G1 | Combustion turbine | Pipeline Natural Gas | Diesel Oil | Water Injection<br>Dry Low NOx Burners | Electric Utility | [13 empty] | 0.033 | 2 | 151420.667 | 0.0295 | 0.367 | 29485.482 | 0.0274 | 0.193 | 20542.78 | 0.0241 | 1.729 | 170258.478 | 0.0287 | 1 | 84727.8 | 0.0273 | 1.3 | 114938.9 | 1.9 | Water Injection<br>Dry Low NOx Burners | Low Ozone Season Rate | 0.0241 | 0.0241 | 0.9 |  |  | 0.9
KY | Marshall | 55232 | CT3 | Marshall | 2002-05-25 | 1192 | 86 | 37.0286 | -88.3958 | ARP, CAIRNOX, CAIROS, CAIRSO2, TRNOX, TRNOXOS, TRSO2G1 | Combustion turbine | Pipeline Natural Gas | Diesel Oil | Water Injection<br>Dry Low NOx Burners | Electric Utility | [13 empty] | 0.0358 | 1.747 | 132489.623 | 0.0332 | 0.205 | 14916.834 | 0.0554 | 0.294 | 21323.067 | 0.0302 | 2.059 | 171026.659 | 0.034 | 1 | 69115.3 | 0.0287 | 1.5 | 120619.1 | 1.6 | Water Injection<br>Dry Low NOx Burners | Low Ozone Season Rate | 0.0287 | 0.0287 | 0.8 |  |  | 0.8
KY | Marshall | 55232 | CT4 | Marshall | 2002-05-25 | 1192 | 86 | 37.0286 | -88.3958 | ARP, CAIRNOX, CAIROS, CAIRSO2, TRNOX, TRNOXOS, TRSO2G1 | Combustion turbine | Pipeline Natural Gas | Diesel Oil | Water Injection<br>Dry Low NOx Burners | Electric Utility | [13 empty] | 0.038 | 2.244 | 150760.151 | 0.0418 | 0.347 | 19359.418 | 0.0261 | 0.198 | 19964.919 | 0.0261 | 1.651 | 154216.005 | 0.0262 | 0.7 | 60875.1 | 0.0256 | 1.4 | 129351.2 | 1.4 | Water Injection<br>Dry Low NOx Burners | Low Ozone Season Rate | 0.0256 | 0.0256 | 0.7 |  |  | 0.7
KY | Marshall | 55232 | CT5 | Marshall | 2002-06-11 | 1192 | 86 | 37.0286 | -88.3958 | ARP, CAIRNOX, CAIROS, CAIRSO2, TRNOX, TRNOXOS, TRSO2G1 | Combustion turbine | Pipeline Natural Gas | Diesel Oil | Water Injection<br>Dry Low NOx Burners | Electric Utility | [13 empty] | 0.0431 | 1.75 | 117688.588 | 0.0492 | 0.43 | 24316.099 | 0.0362 | 0.244 | 20288.105 | 0.0289 | 1.863 | 155581.023 | 0.0253 | 1 | 91143.9 | 0.0277 | 1.7 | 152906.1 | 2.1 | Water Injection<br>Dry Low NOx Burners | Low Ozone Season Rate | 0.0253 | 0.0253 | 1 |  |  | 1
KY | Marshall | 55232 | CT6 | Marshall | 2002-06-11 | 1192 | 86 | 37.0286 | -88.3958 | ARP, CAIRNOX, CAIROS, CAIRSO2, TRNOX, TRNOXOS, TRSO2G1 | Combustion turbine | Pipeline Natural Gas | Diesel Oil | Water Injection<br>Dry Low NOx Burners | Electric Utility | [13 empty] | 0.0415 | 1.799 | 124728.64 | 0.0456 | 0.498 | 29547.277 | 0.0494 | 0.228 | 20026.879 | 0.0268 | 1.824 | 151449.392 | 0.0279 | 1.1 | 94263.4 | 0.0283 | 2.1 | 163929.2 | 2.2 | Water Injection<br>Dry Low NOx Burners | Low Ozone Season Rate | 0.0268 | 0.0268 | 1.1 |  |  | 1.1
KY | Marshall | 55232 | CT7 | Marshall | 2002-08-02 | 1192 | 86 | 37.0286 | -88.3958 | ARP, CAIRNOX, CAIROS, CAIRSO2, TRNOX, TRNOXOS, TRSO2G1 | Combustion turbine | Pipeline Natural Gas | Diesel Oil | Water Injection<br>Dry Low NOx Burners | Electric Utility | [13 empty] | 0.0343 | 2.042 | 143922.641 | 0.0383 | 0.302 | 18852.205 | 0.0459 | 0.329 | 24668.563 | 0.0295 | 2.335 | 174837.178 | 0.0284 | 1.2 | 96015.2 | 0.0326 | 2.2 | 160469.6 | 2.2 | Water Injection<br>Dry Low NOx Burners | Low Ozone Season Rate | 0.0284 | 0.0284 | 1.2 |  |  | 1.2
KY | Marshall | 55232 | CT8 | Marshall | 2002-08-07 | 1192 | 86 | 37.0286 | -88.3958 | ARP, CAIRNOX, CAIROS, CAIRSO2, TRNOX, TRNOXOS, TRSO2G1 | Combustion turbine | Pipeline Natural Gas | Diesel Oil | Water Injection<br>Dry Low NOx Burners | Electric Utility | [13 empty] | 0.035 | 1.952 | 141217.73 | 0.0385 | 0.255 | 17072.701 | 0.0497 | 0.207 | 17979.212 | 0.0274 | 2.092 | 172574.843 | 0.0272 | 1.1 | 96074.4 | 0.0285 | 1.8 | 146817.7 | 2.2 | Water Injection<br>Dry Low NOx Burners | Low Ozone Season Rate | 0.0272 | 0.0272 | 1.1 |  |  | 1.1
KY | Mill Creek | 1364 | 1 | Jefferson | 1972-07-11 | 3300 | 355.5 | 38.0531 | -85.91 | NBP, ARP | Tangentially-fired | Coal | Natural Gas | Low NOx Burner Technology w/ Separated OFA | Electric Utility | Electric Services | 0.27 | 1054.976 | 7734835.684 | 0.2765 | 838.011 | 6143317.058 | 0.319 | 1280.12 | 7956622.026 | 0.3165 | 1151.857 | 7117112.811 | 0.3148 | 1292.959 | 8095675.43 | 0.3079 | 1266.194 | 8119296.164 | 0.3129 | 1285.032 | 8070193.991 | 0.3007 | 1308.117 | 8514204.017 | 0.2832 | 1222.9 | 8478236.6 | 0.2805 | 1091.3 | 7583124.2 | 70 |  | New SCR | 0.27 | 0.06 | 259.1 |  |  | 259.1
KY | Mill Creek | 1364 | 2 | Jefferson | 1974-06-11 | 3500 | 355.5 | 38.0531 | -85.91 | NBP, ARP | Tangentially-fired | Coal | Natural Gas | Low NOx Burner Technology w/ Separated OFA | Electric Utility | Electric Services | 0.2769 | 1061.863 | 7530047.173 | 0.2653 | 787.418 | 6024734.481 | 0.2988 | 1129.05 | 7283455.705 | 0.3095 | 1289.629 | 8357745.997 | 0.3132 | 1406.82 | 8921294.559 | 0.299 | 1265.315 | 8312786.644 | 0.3125 | 1360.309 | 8551889.768 | 0.306 | 1465.309 | 9366426.646 | 0.2954 | 1491.5 | 10000000 | 0.293 | 1204.1 | 8129256.2 | 77.8 |  | New SCR | 0.2653 | 0.06 | 302.9 |  |  | 302.9
KY | Mill Creek | 1364 | 3 | Jefferson | 1978-06-28 | 4400 | 462.6 | 38.0531 | -85.91 | NBP, ARP | Dry bottom wall-fired boiler | Coal | Diesel Oil | Low NOx Burner Technology (Dry Bottom only)<br>Selective Catalytic Reduction (Began Jun 26, 2003) | Electric Utility | Electric Services | 0.362 | 2230.476 | 12100000 | 0.043 | 201.325 | 10300000 | 0.045 | 261.049 | 12700000 | 0.0477 | 284.363 | 12800000 | 0.0513 | 337.056 | 14200000 | 0.0479 | 307.138 | 13300000 | 0.0552 | 315.096 | 12400000 | 0.0606 | 346.485 | 12000000 | 0.1065 | 322.4 | 6605378.5 | 0.0648 | 362.3 | 11400000 | 40.9 | SCR | Existing SCR | 0.043 | 0.043 | 130.2 |  |  | 130.2
KY | Mill Creek | 1364 | 4 | Jefferson | 1982-07-15 | 5500 | 543.6 | 38.0531 | -85.91 | NBP, ARP | Dry bottom wall-fired boiler | Coal | Diesel Oil | Low NOx Burner Technology (Dry Bottom only)<br>Selective Catalytic Reduction (Began Aug 06, 2003) | Electric Utility | Electric Services | 0.284 | 1990.278 | 13600000 | 0.0435 | 236.448 | 11600000 | 0.0441 | 232.454 | 11800000 | 0.0439 | 320.56 | 15700000 | 0.0374 | 274.402 | 15000000 | 0.0526 | 361.75 | 15100000 | 0.051 | 360.163 | 15400000 | 0.0553 | 420.571 | 16000000 | 0.1055 | 700.6 | 13500000 | 0.115 | 374.8 | 6708816.6 | 66.8 | SCR | Existing SCR | 0.0374 | 0.0374 | 248.4 |  |  | 248.4
KY | Paddy's Run | 1366 | 12 | Jefferson | 1968-07-01 | 438 | 32.6 | 38.2147 | -85.8453 | CAIRNOX, CAIROS, CAIRSO2, TRNOX, TRNOXOS, TRSO2G1 | Combustion turbine | Pipeline Natural Gas |  |  | Electric Utility | [22 empty] | 0.7 | 13.95 | 39858 | 0.7 | 2.5 | 7008 | 0.7 | 8 | 22776 | 0.4 | None Reported | Water Injection | 0.7 | 0.42 | 1.5 |  |  | 1.5
KY | Paddy's Run | 1366 | 13 | Jefferson | 2001-06-25 | 1861 | 178 | 38.2147 | -85.8453 | CAIRNOX, CAIROS, CAIRSO2, TRNOX, TRNOXOS, TRSO2G1, ARP | Combustion turbine | Pipeline Natural Gas |  | Dry Low NOx Burners | Electric Utility |  | 0.0934 | 10.997 | 252789.402 | 0.0845 | 3.434 | 89583.024 | 0.0844 | 46.507 | 1137945.121 | 0.0627 | 25.267 | 784893.975 | 0.0786 | 18.624 | 486465.572 | 0.0844 | 2.299 | 55622.244 | 0.0838 | 0.521 | 12730.275 | 0.081 | 5.773 | 146043.684 | 0.088 | 12.6 | 285413.3 | 0.079 | 20.1 | 501149.8 | 4.2 | Dry Low NOx Burners | Low Ozone Season Rate | 0.0627 | 0.0627 | 8.9 |  |  | 8.9
KY | Paducah Power Systems Plant 1 | 56556 | EU01A | McCracken | 2010-04-13 | 330 | 60 | 37.0339 | -88.6161 | ARP, CAIRNOX, CAIROS, CAIRSO2, TRNOX, TRNOXOS, TRSO2G1 | Combustion turbine | Pipeline Natural Gas |  | Water Injection | Electric Utility | [25 empty] | 0.1013 | 3.8 | 85386.4 | 0.1264 | 0.5 | 11378.9 | 7 | Water Injection | Low Ozone Season Rate | 0.1013 | 0.0919 | 3.5 |  |  | 3.5
KY | Paducah Power Systems Plant 1 | 56556 | EU01B | McCracken | 2010-04-13 | 330 | 60 | 37.0339 | -88.6161 | ARP, CAIRNOX, CAIROS, CAIRSO2, TRNOX, TRNOXOS, TRSO2G1 | Combustion turbine | Pipeline Natural Gas |  | Water Injection | Electric Utility | [25 empty] | 0.1305 | 3.2 | 62549.1 | 0.1908 | 0.5 | 9454.2 | 5.2 | Water Injection | Low Ozone Season Rate | 0.1305 | 0.1012 | 2.5 |  |  | 2.5
KY | Paducah Power Systems Plant 1 | 56556 | EU02A | McCracken | 2010-04-19 | 330 | 60 | 37.0339 | -88.6161 | ARP, CAIRNOX, CAIROS, CAIRSO2, TRNOX, TRNOXOS, TRSO2G1 | Combustion turbine | Pipeline Natural Gas |  | Water Injection | Electric Utility | [25 empty] | 0.1028 | 1.8 | 41330.2 | 0.1442 | 0.8 | 15594.2 | 3.4 | Water Injection | Low Ozone Season Rate | 0.1028 | 0.0954 | 1.7 |  |  | 1.7
KY | Paducah Power Systems Plant 1 | 56556 | EU02B | McCracken | 2010-04-19 | 330 | 60 | 37.0339 | -88.6161 | ARP, CAIRNOX, CAIROS, CAIRSO2, TRNOX, TRNOXOS, TRSO2G1 | Combustion turbine | Pipeline Natural Gas |  | Water Injection | Electric Utility | [25 empty] | 0.1015 | 3.8 | 86278.1 | 0.1555 | 0.6 | 11096.2 | 7.1 | Water Injection | Low Ozone Season Rate | 0.1015 | 0.0899 | 3.4 |  |  | 3.4
KY | Paradise | 1378 | 1 | Muhlenberg | 1963-08-28 | 9287 | 704 | 37.2608 | -86.9783 | NBP, ARP | Cyclone boiler | Coal |  | Overfire Air<br>Selective Catalytic Reduction | Electric Utility | Electric Services | 0.1454 | 1252.622 | 20100000 | 0.1227 | 760.657 | 14800000 | 0.1071 | 793.739 | 18400000 | 0.0982 | 839.557 | 18200000 | 0.1085 | 1090.744 | 20600000 | 0.1192 | 1003.488 | 18100000 | 0.1119 | 1083.28 | 19400000 | 0.1204 | 1093.087 | 19300000 | 0.1209 | 1107.5 | 19300000 | 0.1138 | 1129.5 | 21000000 | 56.6 | SCR | Existing SCR | 0.0982 | 0.0982 | 899.6 | 11/25/13 Update Shutdown | Gas Combined Cycle Replacement | 91.7 | 1015.8
KY | Paradise | 1378 | 2 | Muhlenberg | 1963-03-15 | 8069 | 704 | 37.2608 | -86.9783 | NBP, ARP | Cyclone boiler | Coal |  | Overfire Air<br>Selective Catalytic Reduction | Electric Utility | Electric Services | 0.1302 | 1200.977 | 21200000 | 0.1172 | 800.615 | 15800000 | 0.0904 | 972.247 | 22300000 | 0.1455 | 1292.876 | 20500000 | 0.1265 | 1171.126 | 20400000 | 0.1657 | 996.83 | 15400000 | 0.1017 | 930.913 | 19700000 | 0.1421 | 926.474 | 15300000 | 0.1334 | 1401.6 | 21500000 | 0.1205 | 1329.3 | 22600000 | 72.7 | SCR | Existing SCR | 0.0904 | 0.0904 | 949.8 | 11/25/13 Update Shutdown | Gas Combined Cycle Replacement | 102.1 | 1299.5
KY | Paradise | 1378 | 3 | Muhlenberg | 1969-05-20 | 14771 | 1150.2 | 37.2608 | -86.9783 | NBP, ARP | Cyclone boiler | Coal |  | Overfire Air | Electric Utility | Electric Services | 0.6696 | 6649.176 | 20200000 | 0.1264 | 996.928 | 22700000 | 0.1001 | 1127.264 | 26100000 | 0.1078 | 1491.722 | 31200000 | 0.2071 | 1599.827 | 20400000 | 0.108 | 1479.966 | 29900000 | 0.118 | 1314.365 | 25700000 | 0.198 | 2236.956 | 25000000 | 0.3865 | 2431.2 | 14600000 | 0.1663 | 2025.3 | 25900000 | 27 | SCR | Existing SCR | 0.1001 | 0.1001 | 629.7 |  |  | 629.7
KY | R D Green | 6639 | G1 | Webster | 1979-10-12 | 2820 | 293 | 37.6467 | -87.5006 | ARP, NBP | Dry bottom wall-fired boiler | Coal |  | Low NOx Burner Technology (Dry Bottom only) | Electric Utility | Electric Services | 0.3871 | 1535.064 | 7772528.675 | 0.2029 | 648.886 | 6339450.75 | 0.207 | 887.003 | 8543002.55 | 0.2076 | 908.238 | 8737882.35 | 0.2109 | 941.464 | 8896875.575 | 0.2008 | 760.57 | 7549046.5 | 0.2219 | 880.978 | 7916943.875 | 0.2 | 789.312 | 7820468.475 | 0.2019 | 841.9 | 8307867.7 | 0.2109 | 834.6 | 7821411.3 | 80.2 |  | New SCR | 0.2 | 0.06 | 250.2 |  |  | 250.2
KY | R D Green | 6639 | G2 | Webster | 1980-11-01 | 2660 | 293 | 37.6467 | -87.5006 | ARP, NBP | Dry bottom wall-fired boiler | Coal |  | Low NOx Burner Technology (Dry Bottom only) | Electric Utility | Electric Services | 0.3567 | 1438.415 | 7963748.725 | 0.1979 | 682.719 | 6874359.275 | 0.2088 | 881.539 | 8376526.775 | 0.2022 | 888.516 | 8765794.2 | 0.2126 | 884.794 | 8332990.65 | 0.1989 | 852.401 | 8593381.45 | 0.1936 | 592.609 | 6003986.225 | 0.2139 | 890.12 | 8411654.3 | 0.1938 | 867.1 | 8926539.8 | 0.1931 | 718.9 | 7449683.5 | 91.4 |  | New SCR | 0.1931 | 0.06 | 268.4 |  |  | 268.4
KY | Riverside Generating Company | 55198 | GTG101 | Lawrence | 2001-06-12 | 2133 | 230 | 38.1933 | -82.6042 | ARP, CAIRNOX, CAIROS, CAIRSO2, TRNOX, TRNOXOS, TRSO2G1 | Combustion turbine | Pipeline Natural Gas |  | Dry Low NOx Burners | Electric Utility |  | 0.0632 | 1.106 | 42770 | 0.1573 | 0.037 | 476.45 | 0.0541 | 2.414 | 104646.711 | 0.0449 | 0.993 | 49698.999 | 0.0556 | 2.186 | 98866.448 | 0.0613 | 2.58 | 108637.685 | 0.0567 | 1.941 | 85670.813 | 0.0546 | 1.698 | 75852.075 | 0.0438 | 4.6 | 238908.8 | 0.0488 | 9.9 | 466077.6 | 3.1 | Dry Low NOx Burners | Low Ozone Season Rate | 0.0438 | 0.0438 | 4.6 |  |  | 4.6
KY | Riverside Generating Company | 55198 | GTG201 | Lawrence | 2001-07-04 | 2133 | 230 | 38.1933 | -82.6042 | ARP, CAIRNOX, CAIROS, CAIRSO2, TRNOX, TRNOXOS, TRSO2G1 | Combustion turbine | Pipeline Natural Gas |  | Dry Low NOx Burners | Electric Utility |  | 0.0623 | 0.835 | 33985.85 | 0.165 | 0.037 | 475.225 | 0.0642 | 2.662 | 95274.845 | 0.0562 | 1.189 | 47784.938 | 0.0669 | 3.319 | 123437.573 | 0.0699 | 3.161 | 107275.706 | 0.068 | 2.401 | 78536.56 | 0.0632 | 3.067 | 102080.776 | 0.0637 | 6.6 | 221952.6 | 0.0664 | 10.2 | 332506.5 | 2.8 | Dry Low NOx Burners | Low Ozone Season Rate | 0.0562 | 0.0562 | 5.8 |  |  | 5.8
KY | Riverside Generating Company | 55198 | GTG301 | Lawrence | 2001-07-07 | 2133 | 230 | 38.1933 | -82.6042 | ARP, CAIRNOX, CAIROS, CAIRSO2, TRNOX, TRNOXOS, TRSO2G1 | Combustion turbine | Pipeline Natural Gas |  | Dry Low NOx Burners | Electric Utility |  | 0.0696 | 0.604 | 22057.825 | 0.1573 | 0.038 | 468.2 | 0.0673 | 1.702 | 58804.031 | 0.0633 | 1.186 | 41471.306 | 0.0608 | 2.857 | 114320.144 | 0.0709 | 3.401 | 117047.994 | 0.0637 | 1.818 | 65660.673 | 0.0689 | 1.658 | 53156.502 | 0.0569 | 3.9 | 152915.8 | 0.0613 | 11.8 | 431001.3 | 2 | Dry Low NOx Burners | Low Ozone Season Rate | 0.0569 | 0.0569 | 3.9 |  |  | 3.9
KY | Riverside Generating Company | 55198 | GTG401 | Lawrence | 2002-03-20 | 2133 | 230 | 38.1933 | -82.6042 | ARP, CAIRNOX, CAIROS, CAIRSO2, TRNOX, TRNOXOS, TRSO2G1 | Combustion turbine | Pipeline Natural Gas |  | Dry Low NOx Burners<br>Water Injection<br>Selective Catalytic Reduction | Electric Utility |  | 0.0648 | 1.01 | 38746.625 | 0.1355 | 0.033 | 492.8 | 0.0637 | 3.329 | 117833.287 | 0.0547 | 1.596 | 63571.577 | 0.0646 | 3.479 | 126183.154 | 0.0715 | 3.51 | 117269.06 | 0.0544 | 1.626 | 66637.803 | 0.0579 | 1.546 | 61882.515 | 0.0512 | 3.8 | 162188.7 | 0.051 | 10.4 | 457298.1 | 2.1 | Dry Low NOx Burners<br>Water Injection<br>Selective Catalytic Reduction | Existing SCR | 0.051 | 0.051 | 3.7 |  |  | 3.7
KY | Riverside Generating Company | 55198 | GTG501 | Lawrence | 2002-04-09 | 2133 | 230 | 38.1933 | -82.6042 | ARP, CAIRNOX, CAIROS, CAIRSO2, TRNOX, TRNOXOS, TRSO2G1 | Combustion turbine | Pipeline Natural Gas |  | Dry Low NOx Burners<br>Water Injection<br>Selective Catalytic Reduction | Electric Utility |  | 0.0702 | 0.734 | 28219.675 | 0.177 | 0.011 | 123.625 | 0.0607 | 3.239 | 123458.47 | 0.0521 | 1.501 | 62908.854 | 0.0585 | 2.836 | 112749.399 | 0.0599 | 3.264 | 126090.83 | 0.0616 | 1.737 | 65281.989 | 0.0605 | 1.684 | 63515.384 | 0.0517 | 2.8 | 122553.5 | 0.0531 | 10.7 | 454173.1 | 1.6 | Dry Low NOx Burners<br>Water Injection<br>Selective Catalytic Reduction | Existing SCR | 0.0517 | 0.0517 | 2.8 |  |  | 2.8
KY | Robert Reid | 1383 | R1 | Webster | 1965-10-07 | 837 | 96 | 37.6467 | -87.5033 | NBP, ARP | Dry bottom wall-fired boiler | Coal |  |  | Electric Utility | Electric Services | 0.4553 | 472.646 | 2088090.475 | 0.364 | 44.811 | 218830.7 | 0.5017 | 432.633 | 1698223.3 | 0.5712 | 219.415 | 755014.525 | 0.4195 | 281.601 | 1244849.6 | 0.4975 | 125.889 | 456770.475 | 0.5684 | 43.386 | 152654.425 | 0.4503 | 192.686 | 824447.425 | 0.4181 | 195.3 | 902306.9 | 0.3753 | 68 | 335413.3 | 29.4 |  | New SNCR | 0.364 | 0.2184 | 102 | Shutdown | Gas Combined Cycle Replacement | 4.3 | 191
KY | Robert Reid | 1383 | RT | Webster | 1976-03-01 | 803.5 | 98.8 | 37.6467 | -87.5033 | CAIRNOX, CAIROS, CAIRSO2, TRNOX, TRNOXOS, TRSO2G1 | Combustion turbine | Other Gas | Diesel Oil |  | Electric Utility |  | 1.1999 | 11.943 | 19904.7 | 1.2001 | 46.597 | 77661.6 | 1.2001 | 22.632 | 37719.1 | 1.1999 | 4.452 | 7420 |  |  |  | 1.2001 | 38.146 | 63576.3 | 1.1998 | 7.374 | 12290.1 | 0.7061 | 33.455 | 95539.8 | 0.6999 | 28.3 | 80889.1 | 0.7 | 33.4 | 95364.9 | 2.7 | None Reported | Water Injection | 0.6999 | 0.41994 | 17 |  |  | 17
KY | Shawnee | 1379 | 1 | McCracken | 1953-04-06 | 2145 | 175 | 37.1517 | -88.775 | NBP, ARP | Dry bottom wall-fired boiler | Coal |  | Low NOx Burner Technology (Dry Bottom only) | Electric Utility | Electric Services | 0.3654 | 829.095 | 4514171.021 | 0.3475 | 572.319 | 3277971.544 | 0.3893 | 847.009 | 4312069.486 | 0.3731 | 851.394 | 4536665.264 | 0.3741 | 852.27 | 4523890.54 | 0.4088 | 833.865 | 4048149.939 | 0.385 | 678.767 | 3492273.672 | 0.4056 | 729.349 | 3591358.385 | 0.3868 | 814.4 | 4168804.1 | 0.35 | 660 | 3682386 | 52.9 |  | New SCR | 0.3475 | 0.06 | 126.3 |  |  | 126.3
KY | Shawnee | 1379 | 2 | McCracken | 1953-06-18 | 2316 | 175 | 37.1517 | -88.775 | NBP, ARP | Dry bottom wall-fired boiler | Coal |  | Low NOx Burner Technology (Dry Bottom only) | Electric Utility | Electric Services | 0.3653 | 804.904 | 4386108.381 | 0.3475 | 586.587 | 3361889.623 | 0.3895 | 847.475 | 4312706.185 | 0.372 | 836.593 | 4468744.849 | 0.374 | 848.748 | 4506095.921 | 0.4088 | 878.583 | 4256224.926 | 0.3859 | 712.047 | 3655230.76 | 0.4065 | 880.394 | 4288094.2 | 0.3868 | 796.3 | 4069729.8 | 0.3524 | 607.6 | 3369771.2 | 47.9 |  | New SCR | 0.3475 | 0.06 | 123.5 |  |  | 123.5
KY | Shawnee | 1379 | 3 | McCracken | 1953-09-29 | 2296 | 175 | 37.1517 | -88.775 | NBP, ARP | Dry bottom wall-fired boiler | Coal |  | Low NOx Burner Technology (Dry Bottom only) | Electric Utility | Electric Services | 0.3668 | 802.506 | 4357758.246 | 0.3485 | 590.864 | 3377976.33 | 0.3895 | 901.953 | 4600375.94 | 0.3731 | 878.792 | 4682421.021 | 0.3739 | 859.734 | 4563349.024 | 0.4088 | 917.332 | 4463083.503 | 0.3859 | 749.579 | 3834426.81 | 0.4065 | 819.306 | 3984388.8 | 0.3866 | 719.5 | 3663079.6 | 0.3499 | 657.1 | 3666820.4 | 43.4 |  | New SCR | 0.3485 | 0.06 | 111.7 |  |  | 111.7
KY | Shawnee | 1379 | 4 | McCracken | 1954-01-02 | 2112 | 175 | 37.1517 | -88.775 | NBP, ARP | Dry bottom wall-fired boiler | Coal |  | Low NOx Burner Technology (Dry Bottom only) | Electric Utility | Electric Services | 0.3648 | 787.253 | 4295593.92 | 0.3472 | 533.804 | 3059672.682 | 0.3895 | 868.418 | 4416962.002 | 0.3695 | 730.249 | 3932139.371 | 0.3739 | 832.603 | 4425680.777 | 0.4088 | 942.189 | 4556179.933 | 0.3898 | 668.709 | 3380204.61 | 0.4065 | 854.459 | 4139918.6 | 0.386 | 765.8 | 3914936.1 | 0.35 | 696.8 | 3873219 | 50.5 |  | New SCR | 0.3472 | 0.06 | 119 |  |  | 119
KY | Shawnee | 1379 | 5 | McCracken | 1954-09-20 | 2284 | 175 | 37.1517 | -88.775 | NBP, ARP | Dry bottom wall-fired boiler | Coal |  | Low NOx Burner Technology (Dry Bottom only) | Electric Utility | Electric Services | 0.3654 | 802.222 | 4370604.655 | 0.3476 | 581.135 | 3327929.031 | 0.3895 | 885.37 | 4506347.608 | 0.3735 | 846.35 | 4503045.677 | 0.3741 | 849.257 | 4509861.728 | 0.4088 | 912.255 | 4415525.314 | 0.3859 | 753.587 | 3863912.614 | 0.4047 | 714.118 | 3488010.581 | 0.401 | 682.6 | 3354185.1 | 0.3516 | 648.8 | 3591875.8 | 40 |  | New SCR | 0.3476 | 0.06 | 102.1 |  |  | 102.1
KY | Shawnee | 1379 | 6 | McCracken | 1954-10-26 | 1972 | 175 | 37.1517 | -88.775 | NBP, ARP | Dry bottom wall-fired boiler | Coal |  | Low NOx Burner Technology (Dry Bottom only) | Electric Utility | Electric Services | 0.3709 | 823.159 | 4412633.689 | 0.386 | 663.288 | 3377729.698 | 0.367 | 851.165 | 4562997.075 | 0.355 | 798.471 | 4478801.692 | 0.3683 | 790.468 | 4245036.27 | 0.3601 | 779.726 | 4287773.57 | 0.3164 | 620.834 | 3884939.918 | 0.3617 | 749.131 | 4095692.728 | 0.3408 | 794.8 | 4629062.8 | 0.3268 | 666.4 | 4006951.3 | 63.9 |  | New SCR | 0.3164 | 0.06 | 139.9 |  |  | 139.9
KY | Shawnee | 1379 | 7 | McCracken | 1954-12-19 | 2589 | 175 | 37.1517 | -88.775 | NBP, ARP | Dry bottom wall-fired boiler | Coal |  | Low NOx Burner Technology (Dry Bottom only) | Electric Utility | Electric Services | 0.3703 | 955.246 | 5129562.244 | 0.3876 | 623.632 | 3184122.748 | 0.3664 | 821.864 | 4420551.662 | 0.355 | 783.409 | 4400847.517 | 0.3636 | 929.129 | 5076684.183 | 0.3601 | 761.928 | 4200526.789 | 0.3135 | 477.897 | 3022290.15 | 0.3589 | 790.074 | 4349709.4 | 0.3408 | 750.6 | 4382845.6 | 0.3268 | 668.1 | 4024367.3 | 46.1 |  | New SCR | 0.3135 | 0.06 | 132.2 |  |  | 132.2
KY | Shawnee | 1379 | 8 | McCracken | 1955-02-10 | 2663 | 175 | 37.1517 | -88.775 | NBP, ARP | Dry bottom wall-fired boiler | Coal |  | Low NOx Burner Technology (Dry Bottom only) | Electric Utility | Electric Services | 0.3705 | 969.283 | 5206276.904 | 0.3878 | 643.006 | 3294030.819 | 0.3703 | 818.264 | 4356206.785 | 0.355 | 815.555 | 4583405.103 | 0.364 | 895.449 | 4886249.331 | 0.3601 | 770.41 | 4244527.881 | 0.3164 | 623.201 | 3911251.7 | 0.3519 | 572.945 | 3213009.139 | 0.3423 | 743.9 | 4305992 | 0.3288 | 605 | 3619999.5 | 44 |  | New SCR | 0.3164 | 0.06 | 130.4 |  |  | 130.4
KY | Shawnee | 1379 | 9 | McCracken | 1955-06-24 | 2782 | 175 | 37.1517 | -88.775 | NBP, ARP | Dry bottom wall-fired boiler | Coal |  | Low NOx Burner Technology (Dry Bottom only) | Electric Utility | Electric Services | 0.3722 | 842.948 | 4507228.215 | 0.3935 | 577.494 | 2897149.643 | 0.3668 | 849.695 | 4560917.476 | 0.3547 | 776.8 | 4362342.551 | 0.3633 | 952.106 | 5207524.006 | 0.3601 | 761.758 | 4193611.597 | 0.3148 | 565.9 | 3574040.24 | 0.3589 | 719.402 | 3980941.7 | 0.3408 | 709.8 | 4141347.5 | 0.3248 | 600.3 | 3640461.4 | 40.5 |  | New SCR | 0.3148 | 0.06 | 125 |  |  | 125
KY | Shawnee | 1379 | 10 | McCracken | 1956-09-30 | 2782 | 175 | 37.1517 | -88.775 | NBP, ARP | Circulating fluidized bed boiler | Coal |  | Other | Electric Utility | Electric Services | 0.2447 | 517.717 | 4243149.525 | 0.2871 | 464.558 | 3225556 | 0.2255 | 857.333 | 4677737.525 | 0.2855 | 804.256 | 4510388.125 | 0.2911 | 562.317 | 3093308.625 | 0.2747 | 852.701 | 4745019.5 | 0.2331 | 338.091 | 2837368.205 | 0.2196 | 107.053 | 1056080.088 | [6 empty] | 0 |  | New SCR | 0.2196 | 0.06 | 0 |  |  | 0
KY | Smith Generating Facility | 54 | SCT1 | Clark | 1995-03-31 | 1800 | 149 | 37.8824 | -84.1025 | CAIRNOX, CAIROS, CAIRSO2, TRNOX, TRNOXOS, TRSO2G1, ARP | Combustion turbine | Pipeline Natural Gas | Residual Oil | Water Injection | Electric Utility |  | 0.0852 | 7.145 | 171189.025 | 0.0723 | 4.986 | 141919.925 | 0.0726 | 3.133 | 89547.9 | 0.0741 | 6.581 | 182841.2 | 0.0724 | 25.673 | 725734.425 | 0.0759 | 5.371 | 135575.871 | 0.0761 | 10.234 | 259555.204 | 0.0749 | 6.6 | 169747.459 | 0.0713 | 0.9 | 25235.3 | 0.0774 | 6.4 | 159057.5 | 0.4 | Water Injection | Low Ozone Season Rate | 0.0713 | 0.0713 | 0.9 |  |  | 0.9
KY | Smith Generating Facility | 54 | SCT10 | Clark | 2009-11-21 | 993 | 98 | 37.8824 | -84.1025 | ARP, CAIRNOX, CAIROS, CAIRSO2, TRNOX, TRNOXOS, TRSO2G1 | Combustion turbine | Pipeline Natural Gas |  | Water Injection<br>Selective Catalytic Reduction | Electric Utility | [22 empty] | 0.013 | 3.388 | 581124.178 | 0.0137 | 3.6 | 602597.2 | 0.0125 | 4.7 | 802379.1 | 16.5 | Water Injection<br>Selective Catalytic Reduction | Existing SCR | 0.0125 | 0.0125 | 3.3 |  |  | 3.3
KY | Smith Generating Facility | 54 | SCT2 | Clark | 1995-02-24 | 1800 | 149 | 37.8824 | -84.1025 | CAIRNOX, CAIROS, CAIRSO2, TRNOX, TRNOXOS, TRSO2G1, ARP | Combustion turbine | Pipeline Natural Gas | Residual Oil | Water Injection | Electric Utility |  | 0.3212 | 24.078 | 154973.85 | 0.0762 | 8.957 | 234191.45 | 0.0772 | 34.342 | 877942.375 | 0.0765 | 12.227 | 317063.225 | 0.0764 | 17.213 | 447179.05 | 0.0688 | 2.769 | 77188.051 | 0.0708 | 2.467 | 66427.932 | 0.0689 | 1.951 | 53398.295 | 0.0688 | 2.9 | 79684.5 | 0.0718 | 4.5 | 118377.5 | 1.2 | Water Injection | Low Ozone Season Rate | 0.0688 | 0.0688 | 2.9 |  |  | 2.9
KY | Smith Generating Facility | 54 | SCT3 | Clark | 1995-01-28 | 1800 | 149 | 37.8824 | -84.1025 | CAIRNOX, CAIROS, CAIRSO2, TRNOX, TRNOXOS, TRSO2G1, ARP | Combustion turbine | Pipeline Natural Gas | Residual Oil | Water Injection | Electric Utility |  | 0.0736 | 9.672 | 265318.925 | 0.0742 | 8.312 | 226999 | 0.0761 | 9.599 | 255525.375 | 0.0738 | 6.086 | 166561.625 | 0.0729 | 6.193 | 151798.275 | 0.069 | 16.943 | 434906.987 | 0.0743 | 13.099 | 323468.877 | 0.071 | 14.381 | 362959.576 | 0.0687 | 8.7 | 225694.2 | 0.068 | 9.6 | 303712.3 | 3.4 | Water Injection | Low Ozone Season Rate | 0.068 | 0.068 | 8.6 |  |  | 8.6
KY | Smith Generating Facility | 54 | SCT4 | Clark | 2001-11-15 | 1300 | 108 | 37.8824 | -84.1025 | ARP, CAIRNOX, CAIROS, CAIRSO2, TRNOX, TRNOXOS, TRSO2G1 | Combustion turbine | Pipeline Natural Gas | Residual Oil | Dry Low NOx Burners<br>Water Injection | Electric Utility |  | 0.0434 | 2.991 | 165986.1 | 0.039 | 2.279 | 139680.075 | 0.0352 | 16.818 | 1056447.85 | 0.0267 | 4.292 | 358860.325 | 0.0299 | 7.745 | 599149.475 | 0.0364 | 1.385 | 108548.182 | 0.0387 | 0.44 | 33311.08 | 0.0401 | 6.937 | 434734.58 | 0.0376 | 6.1 | 400397.2 | 0.0348 | 12.8 | 890659.7 | 8.4 | Dry Low NOx Burners<br>Water Injection | Low Ozone Season Rate | 0.0267 | 0.0267 | 4.3 |  |  | 4.3
KY | Smith Generating Facility | 54 | SCT5 | Clark | 2001-11-15 | 1300 | 108 | 37.8824 | -84.1025 | ARP, CAIRNOX, CAIROS, CAIRSO2, TRNOX, TRNOXOS, TRSO2G1 | Combustion turbine | Pipeline Natural Gas | Residual Oil | Dry Low NOx Burners<br>Water Injection | Electric Utility |  | 0.035 | 1.571 | 111302.55 | 0.0284 | 1.108 | 110850.6 | 0.0215 | 4.684 | 552790.975 | 0.0231 | 1.996 | 229974.05 | 0.0345 | 5.976 | 434221.775 | 0.0316 | 0.602 | 53561.062 | 0.0414 | 1.171 | 83975.094 | 0.0386 | 4.466 | 299815.965 | 0.0311 | 5.8 | 483590.2 | 0.0302 | 7.8 | 620363.9 | 10.1 | Dry Low NOx Burners<br>Water Injection | Low Ozone Season Rate | 0.0215 | 0.0215 | 4 |  |  | 4
KY | Smith Generating Facility | 54 | SCT6 | Clark | 2005-01-12 | 1300 | 98 | 37.8824 | -84.1025 | ARP, CAIRNOX, CAIROS, CAIRSO2, TRNOX, TRNOXOS, TRSO2G1 | Combustion turbine | Pipeline Natural Gas | Residual Oil | Dry Low NOx Burners<br>Water Injection | Electric Utility | [7 empty] | 0.0336 | 11.259 | 865700.16 | 0.0306 | 5.683 | 473588.225 | 0.0321 | 8.532 | 675566.475 | 0.0409 | 0.952 | 61814.776 | 0.0342 | 2.356 | 165400.473 | 0.037 | 7.007 | 480660.572 | 0.0314 | 3.8 | 317403.9 | 0.0283 | 7.7 | 644174.5 | 6.6 | Dry Low NOx Burners<br>Water Injection | Low Ozone Season Rate | 0.0283 | 0.0283 | 3.4 |  |  | 3.4
KY | Smith Generating Facility | 54 | SCT7 | Clark | 2005-01-12 | 1300 | 98 | 37.8824 | -84.1025 | ARP, CAIRNOX, CAIROS, CAIRSO2, TRNOX, TRNOXOS, TRSO2G1 | Combustion turbine | Pipeline Natural Gas | Residual Oil | Dry Low NOx Burners<br>Water Injection | Electric Utility | [7 empty] | 0.0345 | 8.746 | 661657.527 | 0.0301 | 4.247 | 355537.8 | 0.0363 | 3.051 | 234519.65 | 0.0338 | 1.257 | 103960.077 | 0.0327 | 1.543 | 130144.047 | 0.0334 | 4.729 | 394936.491 | 0.0286 | 7.2 | 623079.4 | 0.0327 | 10.3 | 754823.8 | 13.1 | Dry Low NOx Burners<br>Water Injection | Low Ozone Season Rate | 0.0286 | 0.0286 | 7.2 |  |  | 7.2
KY | Smith Generating Facility | 54 | SCT9 | Clark | 2009-11-14 | 993 | 98 | 37.8824 | -84.1025 | ARP, CAIRNOX, CAIROS, CAIRSO2, TRNOX, TRNOXOS, TRSO2G1 | Combustion turbine | Pipeline Natural Gas |  | Water Injection<br>Selective Catalytic Reduction | Electric Utility | [22 empty] | 0.0132 | 3.392 | 584274.052 | 0.0135 | 3.7 | 618836.5 | 0.0127 | 3.9 | 665362.3 | 17 | Water Injection<br>Selective Catalytic Reduction | Existing SCR | 0.0127 | 0.0127 | 3.5 |  |  | 3.5
KY | Trimble County | 6071 | 1 | Trimble | 1990-01-01 | 6000 | 566.1 | 38.5847 | -85.4117 | ARP, NBP | Tangentially-fired | Coal | Diesel Oil | Low NOx Burner Technology w/ Closed-coupled OFA<br>Selective Catalytic Reduction | Electric Utility | Electric Services | 0.0805 | 501.88 | 12700000 | 0.0373 | 238.937 | 13000000 | 0.0309 | 246.354 | 16600000 | 0.0504 | 374.437 | 15600000 | 0.0551 | 394.811 | 15300000 | 0.0541 | 434.938 | 16700000 | 0.0672 | 513.671 | 15900000 | 0.0483 | 361.714 | 15500000 | 0.0544 | 416.6 | 15700000 | 0.1051 | 869.2 | 16900000 | 71 | SCR | Existing SCR | 0.0309 | 0.0309 | 236.6 |  |  | 236.6
KY | Trimble County | 6071 | 2 | Trimble | 2010-05-18 | 7490 | 834 | 38.5847 | -85.4117 | CAIRNOX, CAIROS, CAIRSO2, ARP | Dry bottom wall-fired boiler | Coal |  | Selective Catalytic Reduction | Electric Utility | Electric Services | [24 empty] | 0.054 | 431.2 | 19700000 | 0.0648 | 410.2 | 16100000 | 71.6 | SCR | Existing SCR | 0.054 | 0.054 | 431.2 |  |  | 431.2
KY | Trimble County | 6071 | 5 | Trimble | 2002-05-15 | 2050 | 199 | 38.5847 | -85.4117 | ARP, CAIRNOX, CAIROS, CAIRSO2, TRNOX, TRNOXOS, TRSO2G1 | Combustion turbine | Pipeline Natural Gas |  | Dry Low NOx Burners | Electric Utility |  | 0.0395 | 5.67 | 360654.071 | 0.0446 | 0.897 | 50882.917 | 0.0359 | 1.359 | 99378.485 | 0.0268 | 1.203 | 101912.943 | 0.0298 | 9.977 | 777097.309 | 0.033 | 6.299 | 466671.122 | 0.0355 | 3.996 | 262106.921 | 0.03 | 14.794 | 1010885.845 | 0.0324 | 10.2 | 638249.7 | 0.0308 | 23.6 | 1538889.7 | 8.5 | Dry Low NOx Burners | Low Ozone Season Rate | 0.0268 | 0.0268 | 8.5 |  |  | 8.5
KY | Trimble County | 6071 | 6 | Trimble | 2002-05-15 | 2050 | 199 | 38.5847 | -85.4117 | ARP, CAIRNOX, CAIROS, CAIRSO2, TRNOX, TRNOXOS, TRSO2G1 | Combustion turbine | Pipeline Natural Gas |  | Dry Low NOx Burners | Electric Utility |  | 0.0409 | 4.413 | 267859.501 | 0.0415 | 1.952 | 113561.182 | 0.0355 | 3.554 | 239696.121 | 0.0289 | 2.582 | 202043.413 | 0.0319 | 8.972 | 643257.093 | 0.0368 | 8.129 | 535388.653 | 0.0358 | 2.106 | 137960.303 | 0.0281 | 13.419 | 997945.234 | 0.0329 | 10.2 | 639946.6 | 0.0343 | 20.9 | 1277355.5 | 8.5 | Dry Low NOx Burners | Low Ozone Season Rate | 0.0281 | 0.0281 | 8.7 |  |  | 8.7
KY | Trimble County | 6071 | 7 | Trimble | 2004-02-18 | 2050 | 199 | 38.5847 | -85.4117 | ARP, CAIRNOX, CAIROS, CAIRSO2, TRNOX, TRNOXOS, TRSO2G1 | Combustion turbine | Pipeline Natural Gas |  | Dry Low NOx Burners | Electric Utility |  |  |  |  | 0.0527 | 2.93 | 156269.368 | 0.0395 | 6.35 | 429938.093 | 0.0319 | 6.472 | 525796.986 | 0.0285 | 9.694 | 854290.869 | 0.0327 | 6.316 | 469556.544 | 0.0344 | 2.408 | 179610.564 | 0.032 | 14.536 | 948621.047 | 0.0303 | 8.5 | 573767.5 | 0.0328 | 10.7 | 698228.5 | 7.6 | Dry Low NOx Burners | Low Ozone Season Rate | 0.0285 | 0.0285 | 8 |  |  | 8
KY | Trimble County | 6071 | 8 | Trimble | 2004-02-21 | 2050 | 199 | 38.5847 | -85.4117 | ARP, CAIRNOX, CAIROS, CAIRSO2, TRNOX, TRNOXOS, TRSO2G1 | Combustion turbine | Pipeline Natural Gas |  | Dry Low NOx Burners | Electric Utility |  |  |  |  | 0.0452 | 0.939 | 64274.123 | 0.0358 | 8.987 | 657087.827 | 0.0313 | 8.291 | 652780.111 | 0.0311 | 13.358 | 1041267.493 | 0.0338 | 4.535 | 341567.337 | 0.0362 | 4.151 | 298605.294 | 0.0307 | 9.172 | 666686.356 | 0.0301 | 6.1 | 454233.2 | 0.027 | 9.9 | 797507.5 | 6 | Dry Low NOx Burners | Low Ozone Season Rate | 0.027 | 0.027 | 5.5 |  |  | 5.5
KY | Trimble County | 6071 | 9 | Trimble | 2004-03-26 | 2050 | 199 | 38.5847 | -85.4117 | ARP, CAIRNOX, CAIROS, CAIRSO2, TRNOX, TRNOXOS, TRSO2G1 | Combustion turbine | Pipeline Natural Gas |  | Dry Low NOx Burners | Electric Utility |  |  |  |  | 0.054 | 2.825 | 169689.748 | 0.0339 | 5.547 | 418137.484 | 0.0306 | 7.602 | 589514.342 | 0.0307 | 12.709 | 1049897.415 | 0.038 | 5.572 | 397478.572 | 0.0362 | 2.516 | 166389.803 | 0.0297 | 13.91 | 959181.888 | 0.027 | 9.8 | 709469.5 | 0.0281 | 19.3 | 1367913.5 | 9.4 | Dry Low NOx Burners | Low Ozone Season Rate | 0.027 | 0.027 | 9.8 |  |  | 9.8
KY | Trimble County | 6071 | 10 | Trimble | 2004-04-07 | 2050 | 199 | 38.5847 | -85.4117 | ARP, CAIRNOX, CAIROS, CAIRSO2, TRNOX, TRNOXOS, TRSO2G1 | Combustion turbine | Pipeline Natural Gas |  | Dry Low NOx Burners | Electric Utility |  |  |  |  | 0.0587 | 1.269 | 64381.076 | 0.0363 | 10.647 | 765136.038 | 0.0333 | 8.986 | 675858.49 | 0.0376 | 15.487 | 974165.503 | 0.0428 | 8.97 | 546470.397 | 0.0424 | 1.437 | 86973.135 | 0.0317 | 12.5 | 843186.141 | 0.0332 | 7 | 467110.1 | 0.0305 | 5.4 | 369017.1 | 6.2 | Dry Low NOx Burners | Low Ozone Season Rate | 0.0305 | 0.0305 | 6.4 |  |  | 6.4
KY | Tyrone | 1361 | 1 | Woodford | 1947-10-12 | 510 | 31.2 | 38.0478 | -84.8483 | NBP, ARP | Dry bottom wall-fired boiler | Diesel Oil | Other Oil |  | Electric Utility | [27 empty] | 0 |  |  |  | 0 |  | Not Operating | 0 | 0 | 0 |  |  | 0
KY | Tyrone | 1361 | 2 | Woodford | 1947-10-12 | 510 | 31.2 | 38.0478 | -84.8483 | NBP, ARP | Dry bottom wall-fired boiler | Diesel Oil | Other Oil |  | Electric Utility | [27 empty] | 0 |  |  |  | 0 |  | Not Operating | 0 | 0 | 0 |  |  | 0
KY | Tyrone | 1361 | 3 | Woodford | 1948-06-14 | 510 | 75 | 38.0478 | -84.8483 | NBP, ARP | Dry bottom wall-fired boiler | Diesel Oil | Other Oil |  | Electric Utility | [27 empty] | 0 |  |  |  | 0 |  | Not Operating | 0 | 0 | 0 | Shutdown | Gas Combined Cycle Replacement/No operation 2011 | 0 | 0
KY | Tyrone | 1361 | 4 | Woodford | 1948-06-14 | 510 | 31.2 | 38.0478 | -84.8483 | NBP, ARP | Dry bottom wall-fired boiler | Diesel Oil | Other Oil |  | Electric Utility | [27 empty] | 0 |  |  |  | 0 |  | Not Operating | 0 | 0 | 0 |  |  | 0
KY | Tyrone | 1361 | 5 | Woodford | 1953-07-21 | 1074 | 75 | 38.0478 | -84.8483 | NBP, ARP | Dry bottom wall-fired boiler | Coal |  | Low NOx Burner Technology (Dry Bottom only) | Electric Utility |  | 0.3194 | 234.491 | 1377267.875 | 0.3371 | 173.145 | 944527.436 | 0.3827 | 321.646 | 1654268.613 | 0.3894 | 320.432 | 1613199.51 | 0.4122 | 488.701 | 2326022.548 | 0.4275 | 403.964 | 1749489.827 |  |  |  | 0.4646 | 357.043 | 1478835.723 | 0.0139 | 0 | 185.5 |  |  |  | 0 |  | Low Ozone Season Rate | 0.0139 | 0.0139 | 0 |  |  | 0
KY | William C. Dale | 1385 | 1 | Clark | 1954-12-01 | 312.5 | 27 | 37.8807 | -84.2634 | NBP, ARP | Dry bottom wall-fired boiler | Coal |  |  | Electric Utility | Electric Services | [9 empty] | 0.8158 | 275.278 | 681648.504 | 0.6965 | 206.96 | 601074.383 | 0.3528 | 115.355 | 639274.89 | 0.3493 | 97.018 | 539983.159 | 0.3978 | 119.021 | 590060.7 | 0.3748 | 75.7 | 382510 | 0.389 | 14.3 | 70628.9 | 33.3 |  | New SNCR | 0.3493 | 0.20958 | 42.3 |  |  | 42.3
KY | William C. Dale | 1385 | 2 | Clark | 1954-12-01 | 315.3 | 27 | 37.8807 | -84.2634 | NBP, ARP | Dry bottom wall-fired boiler | Coal |  |  | Electric Utility | Electric Services | [9 empty] | 0.8144 | 268.85 | 668445.371 | 0.7226 | 206.715 | 579979.392 | 0.3541 | 108.908 | 599488.034 | 0.3507 | 90.984 | 504924.755 | 0.4038 | 125.862 | 617961.548 | 0.3741 | 74.8 | 378894.6 | 0.3939 | 14 | 67542.9 | 32.7 |  | New SNCR | 0.3507 | 0.21042 | 42.1 |  |  | 42.1
KY | William C. Dale | 1385 | 3 | Clark | 1957-10-01 | 944 | 81 | 37.8807 | -84.2634 | NBP, ARP | Dry bottom wall-fired boiler | Coal |  | Low NOx Burner Technology (Dry Bottom only) | Electric Utility | Electric Services | 0.4342 | 497.794 | 2296228.792 | 0.4465 | 376.737 | 1688217.949 | 0.4353 | 480.829 | 2200190.546 | 0.4101 | 432.826 | 2110126.885 | 0.4066 | 371.996 | 1808760.393 | 0.4018 | 404.019 | 1986991.283 | 0.3674 | 293.85 | 1574095.524 | 0.3679 | 312.467 | 1677047.789 | 0.3562 | 320.8 | 1777945.3 | 0.3646 | 115.3 | 621408.7 | 51.3 |  | New SNCR | 0.3562 | 0.21372 | 192.5 |  |  | 192.5
KY | William C. Dale | 1385 | 4 | Clark | 1960-08-09 | 985 | 81 | 37.8807 | -84.2634 | NBP, ARP | Dry bottom wall-fired boiler | Coal |  | Low NOx Burner Technology (Dry Bottom only) | Electric Utility | Electric Services | 0.4342 | 521.097 | 2403187.633 | 0.4467 | 410.303 | 1838026.251 | 0.4327 | 544.575 | 2515587.354 | 0.4071 | 306.238 | 1516211.315 | 0.4035 | 399.328 | 1959785.882 | 0.3999 | 321.193 | 1589673.376 | 0.3725 | 289.739 | 1517627.556 | 0.3654 | 343.413 | 1878934.141 | 0.3565 | 322.4 | 1785100.1 | 0.3623 | 129.3 | 701454.9 | 49.4 |  | New SNCR | 0.3565 | 0.2139 | 193.4 |  |  | 193.4
LA | A B Paterson | 1407 | 3 | Orleans | 1950-03-01 | 612 | 51.7 | 30.0158 | -90.0258 | ARP | Dry bottom wall-fired boiler | Pipeline Natural Gas |  |  | Electric Utility | Electric Services |  |  |  | 0.1809 | 12.24 | 137616.1 | [20 empty] | 0 |  |  |  | 0 |  | New SNCR | 0.1809 | 0.10854 | 0 |  |  | 0
LA | A B Paterson | 1407 | 4 | Orleans | 1954-10-01 | 1224 | 81.2 | 30.0158 | -90.0258 | ARP | Dry bottom wall-fired boiler | Pipeline Natural Gas |  |  | Electric Utility | Electric Services | [26 empty] | 0 |  |  |  | 0 |  | Not Operating | 0 | 0 | 0 |  |  | 0
LA | Acadia Power Station | 55173 | CT1 | Acadia | 2002-08-01 | 2500 | 212 | 30.4284 | -92.4112 | ARP, CAIRNOX, CAIROS, CAIRSO2, TRNOXOS | Combined cycle | Pipeline Natural Gas |  | Selective Catalytic Reduction | Electric Utility |  | 0.0111 | 10.676 | 2003100.4 | 0.0142 | 22.566 | 3393451.125 | 0.0231 | 19.075 | 2790830.824 | 0.1189 | 24.166 | 1301622.282 | 0.1241 | 32.579 | 1602377.546 | 0.155 | 34.471 | 1120446.328 | 0.05 | 23.975 | 1477679.829 | 0.0116 | 15.234 | 3156664.514 | 0.0121 | 13.8 | 2851233.9 | 0.0095 | 20.8 | 4465169.5 | 31.1 | Selective Catalytic Reduction | Existing SCR | 0.0095 | 0.0095 | 10.9 |  |  | 10.9
LA | Acadia Power Station | 55173 | CT2 | Acadia | 2002-08-01 | 2500 | 212 | 30.4284 | -92.4112 | ARP, CAIRNOX, CAIROS, CAIRSO2, TRNOXOS | Combined cycle | Pipeline Natural Gas |  | Selective Catalytic Reduction | Electric Utility |  | 0.0206 | 10.832 | 1609508.725 | 0.0156 | 9.156 | 1465702.475 | 0.0819 | 51.652 | 2705586.901 | 0.1107 | 24.458 | 1311581.452 | 0.1099 | 40.495 | 1754126.605 | 0.2656 | 50.962 | 1102260.713 | 0.1135 | 53.553 | 1302985.312 | 0.0141 | 21.28 | 3707750.359 | 0.0122 | 16.5 | 3075901.6 | 0.0098 | 27.7 | 5873634.4 | 33.5 | Selective Catalytic Reduction | Existing SCR | 0.0098 | 0.0098 | 13.2 |  |  | 13.2
LA | Acadia Power Station | 55173 | CT3 | Acadia | 2002-08-01 | 2500 | 212 | 30.4284 | -92.4112 | ARP, CAIRNOX, CAIROS, CAIRSO2, TRNOXOS | Combined cycle | Pipeline Natural Gas |  | Selective Catalytic Reduction | Electric Utility |  | 0.0158 | 4.291 | 763032.775 | 0.0138 | 5.7 | 891605.875 | 0.025 | 12.643 | 1799759.511 | 0.1162 | 25.841 | 1278052.286 | 0.1296 | 23.414 | 1038125.024 | 0.1403 | 36.976 | 1380893.934 | 0.1288 | 44.204 | 2217179.511 | 0.0175 | 20.737 | 3694872.174 | 0.0113 | 19.2 | 3718632.6 | 0.0094 | 23.6 | 5070376.4 | 40.5 | Selective Catalytic Reduction | Existing SCR | 0.0094 | 0.0094 | 16 |  |  | 16
LA | Acadia Power Station | 55173 | CT4 | Acadia | 2002-08-01 | 2500 | 212 | 30.4284 | -92.4112 | ARP, CAIRNOX, CAIROS, CAIRSO2, TRNOXOS | Combined cycle | Pipeline Natural Gas |  | Selective Catalytic Reduction | Electric Utility |  | 0.0181 | 4.381 | 678365.425 | 0.0165 | 3.563 | 613263.625 | 0.038 | 13.281 | 1633956.897 | 0.1492 | 37.138 | 1325376.158 | 0.1275 | 27.034 | 1270209.844 | 0.1481 | 37.258 | 1375212.865 | 0.1102 | 39.732 | 2490376.69 | 0.0148 | 21.44 | 3733853.77 | 0.0109 | 22.3 | 4370084 | 0.0103 | 26 | 5150061.4 | 47.6 | Selective Catalytic Reduction | Existing SCR | 0.0103 | 0.0103 | 21 |  |  | 21
LA | Arsenal Hill Power Plant | 1416 | 5A | Caddo | 1960-03-01 | 1274 | 125 | 32.5181 | -93.7611 | ARP | Tangentially-fired | Pipeline Natural Gas |  |  | Electric Utility | Electric Services | 0.0848 | 55.344 | 1010915.3 | 0.1468 | 60.242 | 812187 | 0.1212 | 79.253 | 1173084.55 | 0.0781 | 50.517 | 956284.5 | 0.0708 | 48.432 | 998058.625 | 0.0753 | 52.267 | 1021885.286 | 0.0694 | 14.181 | 300441.123 | 0.0603 | 21.101 | 612805.244 | 0.0703 | 36 | 796393.8 | 0.0622 | 23.6 | 599568.5 | 17 |  | Low Ozone Season Rate | 0.0603 | 0.0603 | 30.9 |  |  | 30.9
LA | Arsenal Hill Power Plant | 1416 | CTG-6A | Caddo | 2010-02-28 | 3670 |  | 32.5181 | -93.7611 | ARP, CAIRNOX, CAIROS, CAIRSO2, TRNOXOS | Combined cycle | Pipeline Natural Gas |  | Dry Low NOx Burners<br>Selective Catalytic Reduction | Electric Utility | [25 empty] | 0.0127 | 29.1 | 4788510.3 | 0.0118 | 32.5 | 5557668.1 | 35.5 | Dry Low NOx Burners<br>Selective Catalytic Reduction | Existing SCR | 0.0118 | 0.0118 | 27.1 |  |  | 27.1
LA | Arsenal Hill Power Plant | 1416 | CTG-6B | Caddo | 2010-03-05 | 3670 |  | 32.5181 | -93.7611 | ARP, CAIRNOX, CAIROS, CAIRSO2, TRNOXOS | Combined cycle | Pipeline Natural Gas |  | Dry Low NOx Burners<br>Selective Catalytic Reduction | Electric Utility | [25 empty] | 0.011 | 28.2 | 5200733.4 | 0.0113 | 32.3 | 5728769.3 | 38.6 | Dry Low NOx Burners<br>Selective Catalytic Reduction | Existing SCR | 0.011 | 0.011 | 28.2 |  |  | 28.2
LA | Bayou Cove Peaking Power Plant | 55433 | CTG-1 | Acadia | 2002-08-08 | 1073 | 104 | 30.2825 | -92.5994 | ARP, CAIRNOX, CAIROS, CAIRSO2, TRNOXOS | Combustion turbine | Pipeline Natural Gas |  | Dry Low NOx Burners | Electric Utility |  | 0.0342 | 0.303 | 22459.1 |  |  |  | 0.0276 | 0.206 | 15749 | 0.0435 | 0.299 | 18449.55 | 0.0398 | 0.376 | 24524.9 | 0.0298 | 3.364 | 243334.65 | 0.0305 | 1.833 | 134555.79 | 0.0312 | 0.977 | 77500.305 | 0.0277 | 1.8 | 158310.8 | 0.0298 | 2.5 | 216276.2 | 4 | Dry Low NOx Burners | Low Ozone Season Rate | 0.0276 | 0.0276 | 1.8 |  |  | 1.8
LA | Bayou Cove Peaking Power Plant | 55433 | CTG-2 | Acadia | 2002-07-25 | 1073 | 104 | 30.2825 | -92.5994 | ARP, CAIRNOX, CAIROS, CAIRSO2, TRNOXOS | Combustion turbine | Pipeline Natural Gas |  | Dry Low NOx Burners | Electric Utility |  | 0.0378 | 0.275 | 17882.625 |  |  |  | 0.0403 | 0.105 | 6254.275 | 0.0272 | 0.184 | 15444.55 | 0.0267 | 0.332 | 28077.675 | 0.0224 | 3.495 | 319624.7 | 0.0395 | 1.344 | 81943.195 | 0.0384 | 0.935 | 58210.072 | 0.0291 | 0.8 | 66984.7 | 0.0299 | 2.5 | 202178.1 | 1.7 | Dry Low NOx Burners | Low Ozone Season Rate | 0.0224 | 0.0224 | 0.6 |  |  | 0.6
LA | Bayou Cove Peaking Power Plant | 55433 | CTG-3 | Acadia | 2002-07-19 | 1073 | 104 | 30.2825 | -92.5994 | ARP, CAIRNOX, CAIROS, CAIRSO2, TRNOXOS | Combustion turbine | Pipeline Natural Gas |  | Dry Low NOx Burners | Electric Utility |  | 0.0379 | 0.314 | 21024.175 |  |  |  | 0.0597 | 0.033 | 1345.45 | 0.0297 | 0.184 | 13877.425 | 0.0343 | 0.038 | 2949.45 | 0.0277 | 3.264 | 254212.9 | 0.0272 | 1.916 | 159872.385 | 0.0286 | 0.763 | 66278.003 | 0.0283 | 2.2 | 197533 | 0.0291 | 3.4 | 288493.1 | 5 | Dry Low NOx Burners | Low Ozone Season Rate | 0.0272 | 0.0272 | 2.1 |  |  | 2.1
LA | Bayou Cove Peaking Power Plant | 55433 | CTG-4 | Acadia | 2002-09-27 | 1073 | 104 | 30.2825 | -92.5994 | ARP, CAIRNOX, CAIROS, CAIRSO2, TRNOXOS | Combustion turbine | Pipeline Natural Gas |  | Dry Low NOx Burners | Electric Utility |  | 0.0336 | 0.256 | 19853.7 |  |  |  | 0.0339 | 0.12 | 8447.575 | 0.0316 | 0.1 | 7023.9 | 0.0357 | 0.251 | 17273.625 | 0.0303 | 4.331 | 301952.675 | 0.0355 | 2.706 | 183610.329 | 0.0268 | 1.526 | 131969.707 | 0.0288 | 1.6 | 140564 | 0.0277 | 3.9 | 336389.8 | 3.6 | Dry Low NOx Burners | Low Ozone Season Rate | 0.0268 | 0.0268 | 1.5 |  |  | 1.5
LA | Big Cajun 1 | 1464 | 1B1 | Pointe Coupee | 1972-05-01 | 1250 | 113.6 | 30.6736 | -91.3525 | ARP | Dry bottom wall-fired boiler | Pipeline Natural Gas | Diesel Oil |  | Electric Utility | Electric Services | [9 empty] | 0.2047 | 3.317 | 26083.45 | [6 empty] | 0.3452 | 21.666 | 110188.372 | [5 empty] | 0 |  |  |  | 0 |  | New SNCR | 0.2047 | 0.12282 | 0 |  |  | 0
LA | Big Cajun 1 | 1464 | 1B2 | Pointe Coupee | 1972-02-01 | 1250 | 113.6 | 30.6736 | -91.3525 | ARP | Dry bottom wall-fired boiler | Pipeline Natural Gas | Diesel Oil |  | Electric Utility | Electric Services | [26 empty] | 0 |  |  |  | 0 |  | Not Operating | 0 | 0 | 0 |  |  | 0
LA | Big Cajun 1 | 1464 | CTG1 | Pointe Coupee | 2001-06-01 | 1638 | 132.8 | 30.6736 | -91.3525 | ARP, CAIRNOX, CAIROS, CAIRSO2, TRNOXOS | Combustion turbine | Pipeline Natural Gas |  | Dry Low NOx Burners | Electric Utility |  | 0.0804 | 2.528 | 76511.525 |  |  |  | 0.0915 | 1.328 | 34868.95 | 0.1304 | 0.999 | 21701.35 | 0.0797 | 4.482 | 129458.575 | 0.0718 | 12.942 | 386242.775 | 0.0779 | 12.45 | 369979.44 | 0.0894 | 11.271 | 308274.958 | 0.0985 | 1.5 | 36827.5 | 0.0783 | 20.5 | 615814.7 | 0.6 | Dry Low NOx Burners | Low Ozone Season Rate | 0.0718 | 0.0718 | 1.1 |  |  | 1.1
LA | Big Cajun 1 | 1464 | CTG2 | Pointe Coupee | 2001-07-01 | 1638 | 132.8 | 30.6736 | -91.3525 | ARP, CAIRNOX, CAIROS, CAIRSO2, TRNOXOS | Combustion turbine | Pipeline Natural Gas |  | Dry Low NOx Burners | Electric Utility |  | 0.0769 | 2.86 | 88382.3 | 0.1411 | 0.577 | 8956.975 | 0.0743 | 1.223 | 40547.1 | 0.083 | 2.352 | 64529.275 | 0.0781 | 5.642 | 172211.675 | 0.0845 | 15.558 | 375894.7 | 0.062 | 7.871 | 287932.911 | 0.0699 | 5.759 | 194179.246 | 0.0702 | 11 | 369668.1 | 0.065 | 7.9 | 296052.6 | 6.1 | Dry Low NOx Burners | Low Ozone Season Rate | 0.062 | 0.062 | 9.7 |  |  | 9.7
LA | Big Cajun 2 | 6055 | 2B1 | Pointe Coupee | 1980-07-01 | 7200 | 657.9 | 30.7261 | -91.3669 | ARP | Dry bottom wall-fired boiler | Coal | Diesel Oil | Low NOx Burner Technology (Dry Bottom only) | Electric Utility | Electric Services | 0.3466 | 3775.166 | 21500000 | 0.3175 | 3364.875 | 20900000 | 0.1993 | 1944.351 | 19500000 | 0.1988 | 1994.665 | 20000000 | 0.1966 | 2134.202 | 21600000 | 0.1987 | 1888.458 | 18900000 | 0.1954 | 1734.399 | 17600000 | 0.201 | 1942.97 | 19200000 | 0.2013 | 1687.8 | 16400000 | 0.1951 | 1852.3 | 18800000 | 62.1 |  | New SCR | 0.1951 | 0.06 | 503.1 |  |  | 503.1
LA | Big Cajun 2 | 6055 | 2B2 | Pointe Coupee | 1981-03-01 | 7200 | 626 | 30.7261 | -91.3669 | ARP | Dry bottom wall-fired boiler | Coal | Diesel Oil | Low NOx Burner Technology (Dry Bottom only) | Electric Utility | Electric Services | 0.3284 | 3374.922 | 20300000 | 0.2535 | 2763.767 | 21700000 | 0.2 | 2027.495 | 20200000 | 0.1997 | 2106.542 | 21000000 | 0.2038 | 2053.586 | 20000000 | 0.2042 | 1920.242 | 18800000 | 0.1969 | 1801.394 | 18100000 | 0.1958 | 1738.239 | 17200000 | 0.2014 | 1983.3 | 19500000 | 0.1978 | 1757.5 | 17500000 | 73.9 |  | New SCR | 0.1958 | 0.06 | 590.8 |  |  | 590.8
LA | Big Cajun 2 | 6055 | 2B3 | Pointe Coupee | 1984-01-01 | 7200 | 619 | 30.7261 | -91.3669 | ARP | Dry bottom wall-fired boiler | Coal | Diesel Oil | Low NOx Burner Technology w/ Overfire Air | Electric Utility | Electric Services | 0.1594 | 1317.411 | 16500000 | 0.1643 | 1650.059 | 20000000 | 0.1562 | 1333.553 | 17100000 | 0.1525 | 1568.006 | 20500000 | 0.1517 | 1444.118 | 19000000 | 0.1392 | 1198.226 | 17100000 | 0.1381 | 1197.31 | 16900000 | 0.1578 | 1583.753 | 19900000 | 0.1529 | 1431.1 | 18500000 | 0.1565 | 1296.5 | 16100000 | 70 |  | New SCR | 0.1381 | 0.06 | 561.6 |  |  | 561.6
LA | Brame Energy Center | 6190 | 1 | Rapides | 1972-11-28 | 4500 | 445.5 | 31.395 | -92.7167 | ARP | Dry bottom wall-fired boiler | Pipeline Natural Gas | Residual Oil |  | Electric Utility | Electric Services | 0.1809 | 412.339 | 4457458.166 | 0.1401 | 251.799 | 3375624.835 | 0.1862 | 523.453 | 5400858.68 | 0.1628 | 394.825 | 4521237.475 | 0.1284 | 275.871 | 3937268.868 | 0.1474 | 295.779 | 3742419.041 | 0.2024 | 454.273 | 4333170.788 | 0.1934 | 429.831 | 4311840.891 | 0.2035 | 477.3 | 4476623.1 | 0.1919 | 486.2 | 4944753.6 | 27.1 |  | New SCR | 0.1284 | 0.06 | 140.7 |  |  | 140.7
LA | Brame Energy Center | 6190 | 2 | Rapides | 1975-04-08 | 5796 | 558 | 31.395 | -92.7167 | ARP | Dry bottom wall-fired boiler | Coal |  | Overfire Air | Electric Utility | Electric Services | 0.4017 | 2987.267 | 14400000 | 0.3961 | 3375.103 | 16900000 | 0.3748 | 3048.92 | 16100000 | 0.4346 | 3723.73 | 17100000 | 0.3411 | 2747.396 | 16100000 | 0.3605 | 2669.174 | 14500000 | 0.1589 | 1214.164 | 15200000 | 0.1517 | 1133.879 | 14900000 | 0.1617 | 1241.5 | 15300000 | 0.1788 | 1006.2 | 11000000 | 72 |  | New SCR | 0.1517 | 0.06 | 460.7 |  |  | 460.7
LA | Brame Energy Center | 6190 | 2013-03-01 | Rapides | 2009-11-14 | 3556 | 703.8 | 31.395 | -92.7167 | ARP, CAIRNOX, CAIROS, CAIRSO2 | Circulating fluidized bed boiler | Petroleum Coke | Coal | Selective Non-catalytic Reduction | Electric Utility | Electric Services | [21 empty] | 0.0488 | 140.281 | 6126280.855 | 0.0289 | 100.1 | 7284667 | 0.0486 | 37.1 | 1590072.3 | 55.8 | SNCR | Low Ozone Season Rate | 0.0289 | 0.0289 | 100.1 |  |  | 100.1
LA | Brame Energy Center | 6190 | 2013-03-02 | Rapides | 2009-11-05 | 3556 | 703.8 | 31.395 | -92.7167 | ARP, CAIRNOX, CAIROS, CAIRSO2 | Circulating fluidized bed boiler | Petroleum Coke | Coal | Selective Non-catalytic Reduction | Electric Utility | Electric Services | [21 empty] | 0.0596 | 153.583 | 5171609.523 | 0.0461 | 210.9 | 8980816.8 | 0.0602 | 141.4 | 4689125.8 | 68.8 | SNCR | Low Ozone Season Rate | 0.0461 | 0.0461 | 210.9 |  |  | 210.9
LA | Calcasieu Plant | 55165 | GTG1 | Calcasieu | 2000-05-17 | 1950 | 174.3 | 30.1603 | -93.3458 | ARP, CAIRNOX, CAIROS, CAIRSO2, TRNOXOS | Combustion turbine | Pipeline Natural Gas |  | Dry Low NOx Burners | Electric Utility |  | 0.1011 | 5.921 | 119300.975 | 0.0879 | 0.741 | 16859.8 | 0.1067 | 2.388 | 46105.55 | 0.1117 | 7.956 | 146328.484 | 0.1177 | 10.038 | 172770.041 | 0.0685 | 10.237 | 342858.909 | 0.0592 | 12.295 | 451592.633 | 0.0566 | 25.789 | 963862.566 | 0.0857 | 30.6 | 730252.7 | 0.1057 | 26 | 484409.9 | 10.2 | Dry Low NOx Burners | Low Ozone Season Rate | 0.0566 | 0.0566 | 20.2 |  |  | 20.2
LA | Calcasieu Plant | 55165 | GTG2 | Calcasieu | 2001-04-13 | 2100 | 184.5 | 30.1603 | -93.3458 | ARP, CAIRNOX, CAIROS, CAIRSO2, TRNOXOS | Combustion turbine | Pipeline Natural Gas |  | Dry Low NOx Burners | Electric Utility |  | 0.0674 | 4.084 | 141544.275 | 0.0747 | 0.477 | 15291.225 | 0.0666 | 2.696 | 92972.85 | 0.0804 | 5.684 | 159556.531 | 0.0752 | 8.365 | 243743.178 | 0.0795 | 24.51 | 631126.462 | 0.0842 | 13.318 | 328125.664 | 0.0751 | 36.313 | 988425.618 | 0.088 | 41.5 | 980640.4 | 0.0741 | 43.3 | 1190033 | 12.7 | Dry Low NOx Burners | Low Ozone Season Rate | 0.0666 | 0.0666 | 31.4 |  |  | 31.4
LA | Coughlin Power Station | 1396 | 2013-06-01 | Evangeline | 2000-02-23 | 2099 | 188.7 | 30.8442 | -92.2606 | CAIRNOX, CAIROS, CAIRSO2, TRNOXOS, ARP | Combined cycle | Pipeline Natural Gas |  | Dry Low NOx Burners<br>Selective Catalytic Reduction | Electric Utility |  | 0.083 | 11.325 | 287447.198 |  |  |  | 0.0659 | 24.289 | 769227.99 | 0.0539 | 39.748 | 1546963.415 | 0.0499 | 50.096 | 2090805.07 | 0.0606 | 57.841 | 2043679.622 | 0.0561 | 26.723 | 1040808.104 | 0.0543 | 3.108 | 125510.03 | 0.0467 | 9.9 | 482142.4 | 0.0224 | 20.2 | 2097097.6 | 6.3 | Dry Low NOx Burners<br>Selective Catalytic Reduction | Existing SCR | 0.0224 | 0.0224 | 4.7 |  |  | 4.7
LA | Coughlin Power Station | 1396 | 2013-07-01 | Evangeline | 2000-02-23 | 2099 | 188.7 | 30.8442 | -92.2606 | CAIRNOX, CAIROS, CAIRSO2, TRNOXOS, ARP | Combined cycle | Pipeline Natural Gas |  | Dry Low NOx Burners<br>Selective Catalytic Reduction | Electric Utility |  | 0.036 | 40.002 | 2348721.107 | 0.0316 | 30.737 | 2081594.323 | 0.0341 | 47.461 | 2835804.319 | 0.0342 | 80.891 | 4859091.503 | 0.029 | 50.91 | 3653905.789 | 0.029 | 62.843 | 4473641.1 | 0.0276 | 59.706 | 4595082.837 | 0.0311 | 33.386 | 2406662.294 | 0.0275 | 3.5 | 284684 | 0.0192 | 27 | 3361596.7 | 3.7 | Dry Low NOx Burners<br>Selective Catalytic Reduction | Existing SCR | 0.0192 | 0.0192 | 2.5 |  |  | 2.5
LA | Coughlin Power Station | 1396 | 2013-07-02 | Evangeline | 2000-03-27 | 1978 | 188.7 | 30.8442 | -92.2606 | CAIRNOX, CAIROS, CAIRSO2, TRNOXOS, ARP | Combined cycle | Pipeline Natural Gas |  | Dry Low NOx Burners<br>Selective Catalytic Reduction | Electric Utility |  | 0.0398 | 37.884 | 1912199.374 | 0.0516 | 31.833 | 1253947.701 | 0.046 | 90.34 | 3907059.961 | 0.0393 | 91.753 | 4716399.49 | 0.0268 | 39.932 | 3088275.607 | 0.0287 | 46.568 | 3374423.209 | 0.0256 | 48.414 | 3936519.542 | 0.0252 | 26.029 | 2121186.349 | 0.0356 | 3.7 | 233839.6 | 0.0202 | 32.1 | 3677577.6 | 3.2 | Dry Low NOx Burners<br>Selective Catalytic Reduction | Existing SCR | 0.0202 | 0.0202 | 2.1 |  |  | 2.1
LA | D G Hunter | 6558 | 3 | Rapides | 1965-01-01 | 685 | 55 | 31.321 | -92.4626 | ARP | Tangentially-fired | Pipeline Natural Gas | Diesel Oil |  | Electric Utility | Electric Services | 0.2433 | 9.549 | 73938.628 | [6 empty] | 1.2031 | 3.031 | 5003.1 | 0.1709 | 0.275 | 1995.086 | 0.1765 | 2.027 | 21513.053 | 1.2 | 120.848 | 201414.736 | [5 empty] | 0 | 1.2 | 0.1 | 139.5 | 0 |  | New SNCR | 0.1709 | 0.10254 | 0 |  |  | 0
LA | D G Hunter | 6558 | 4 | Rapides | 1974-01-01 | 1100 | 85 | 31.321 | -92.4626 | ARP | Tangentially-fired | Pipeline Natural Gas | Diesel Oil |  | Electric Utility | Electric Services | 0.3667 | 28.479 | 148141.793 | [6 empty] | 0.5186 | 5.164 | 17482.764 | 0.363 | 0.77 | 2867.068 | 0.6006 | 31.111 | 103616.285 | 1.2 | 185.964 | 309940.096 |  |  |  | 1.2 | 108.8 | 181324.6 | 1.2 | 34.7 | 57822.6 | 4.5 |  | New SNCR | 0.363 | 0.2178 | 19.7 |  |  | 19.7
LA | Doc Bonin | 1443 | 1 | Lafayette | 1965-04-01 | 596 | 53.9 | 30.2368 | -92.0476 | ARP | Dry bottom wall-fired boiler | Pipeline Natural Gas | Diesel Oil |  | Electric Utility | Electric Services | 0.1162 | 3.911 | 63539.334 | 0.1508 | 41.321 | 535693.211 | 0.1588 | 3.679 | 43886.818 | 0.0274 | 0.006 | 378.682 | 0.0874 | 0.363 | 5414.939 | 0.1821 | 23.614 | 254600.526 | 0.1589 | 4.371 | 49905.981 | 0.029 | 0 | 20.682 | 0.033 | 0 | 10.8 |  |  |  | 0 |  | Low Ozone Season Rate | 0.0274 | 0.0274 | 0 |  |  | 0
LA | Doc Bonin | 1443 | 2 | Lafayette | 1970-06-01 | 974 | 100 | 30.2368 | -92.0476 | ARP | Tangentially-fired | Pipeline Natural Gas | Diesel Oil |  | Electric Utility | Electric Services | 0.1317 | 38.775 | 564438.282 | 0.1134 | 52.168 | 897925.868 | 0.1286 | 86.558 | 1316694.151 | 0.123 | 48.896 | 791268.166 | 0.101 | 23.867 | 469632.487 | 0.1346 | 44.97 | 666533.859 | 0.0986 | 50.766 | 1021096.129 | 0.1326 | 127.697 | 1871903.788 | 0.138 | 145.5 | 2097142.5 | 0.0741 | 9.4 | 250887.7 | 58.6 |  | Low Ozone Season Rate | 0.0741 | 0.0741 | 78.1 |  |  | 78.1
LA | Doc Bonin | 1443 | 3 | Lafayette | 1977-01-01 | 1792 | 187 | 30.2368 | -92.0476 | ARP | Dry bottom wall-fired boiler | Pipeline Natural Gas | Diesel Oil |  | Electric Utility | Electric Services | 0.3254 | 314.965 | 1959305.633 | 0.3033 | 323.983 | 2155330.088 | 0.3118 | 396.397 | 2572361.641 | 0.0004 | 0 | 366.35 |  |  |  | 0.009 | 0.001 | 220.416 | 0.1806 | 107.558 | 1218970.742 | 0.1389 | 107.191 | 1517154.733 | 0.1658 | 178.9 | 2124387.7 | 0.1123 | 164.9 | 2932490 | 32.3 |  | Low Ozone Season Rate | 0.0004 | 0.0004 | 0.4 |  |  | 0.4
LA | Dolet Hills Power Station | 51 | 1 | De Soto | 1986-04-25 | 7600 | 720.7 | 32.0306 | -93.5692 | ARP | Dry bottom wall-fired boiler | Coal |  | Low NOx Burner Technology (Dry Bottom only) | Electric Utility | Electric Services | 0.4469 | 5133.754 | 22800000 | 0.4587 | 5419.108 | 23400000 | 0.472 | 5694.877 | 23900000 | 0.3921 | 4606.521 | 23300000 | 0.2294 | 2160.673 | 18300000 | 0.2135 | 2213.36 | 20400000 | 0.1838 | 1986.49 | 21400000 | 0.1899 | 2134.601 | 22200000 | 0.1779 | 2007.5 | 22400000 | 0.1852 | 2239.5 | 24000000 | 80.3 |  | New SCR | 0.1779 | 0.06 | 677.1 |  |  | 677.1
LA | Hargis-Hebert Electric Generating Statio | 56283 | U-1 | Lafayette | 2006-04-27 | 510 | 50.4 | 30.1694 | -91.9923 | ARP, CAIRNOX, CAIROS, CAIRSO2, TRNOXOS | Combustion turbine | Pipeline Natural Gas |  | Water Injection | Electric Utility | [10 empty] | 0.0798 | 12.744 | 323791.175 | 0.0789 | 13.702 | 360273.275 | 0.0772 | 15.765 | 424783.948 | 0.0767 | 9.064 | 259557.753 | 0.0767 | 21.554 | 572224.132 | 0.0867 | 21.8 | 523750.3 | 0.0871 | 5.9 | 141155.7 | 28 | Water Injection | Low Ozone Season Rate | 0.0767 | 0.0767 | 19.3 |  |  | 19.3
LA | Hargis-Hebert Electric Generating Statio | 56283 | U-2 | Lafayette | 2006-04-18 | 510 | 50.4 | 30.1694 | -91.9923 | ARP, CAIRNOX, CAIROS, CAIRSO2, TRNOXOS | Combustion turbine | Pipeline Natural Gas |  | Water Injection | Electric Utility | [10 empty] | 0.0813 | 10.283 | 261105.075 | 0.0745 | 16.543 | 449530.15 | 0.0827 | 16.233 | 406769.332 | 0.0824 | 14.448 | 383230.657 | 0.0832 | 17.06 | 424741.894 | 0.0844 | 19.8 | 486295.7 | 0.1014 | 0.1 | 2460.3 | 26 | Water Injection | Low Ozone Season Rate | 0.0745 | 0.0745 | 17.4 |  |  | 17.4
LA | Houma | 1439 | 15 | Terrebonne | 1969-05-01 | 450 | 25.5 | 29.5808 | -90.7222 | ARP | Dry bottom wall-fired boiler | Pipeline Natural Gas |  |  | Electric Utility |  | 0.2978 | 4.687 | 32983.186 | 0.2884 | 26.806 | 182724.048 | 0.2798 | 17.049 | 111172.295 | 0.4019 | 46.806 | 233883.656 | 0.5 | 0.014 | 55.626 | 0.28 | 38.833 | 286899.103 | 0.466 | 18.666 | 80748.902 |  |  |  | 0.2341 | 8.4 | 71353.5 | 0.2496 | 15.8 | 121959.4 | 4.3 |  | New SNCR | 0.2341 | 0.14046 | 5 |  |  | 5
LA | Houma | 1439 | 16 | Terrebonne | 1976-05-01 | 550 | 40.8 | 29.5808 | -90.7222 | ARP | Tangentially-fired | Pipeline Natural Gas |  |  | Electric Utility |  | 0.2387 | 62.772 | 515599.961 | 0.1869 | 49.478 | 511595.695 | 0.2008 | 43.907 | 395091.947 | 0.1795 | 20.697 | 214633.903 | 0.176 | 18.856 | 200537.673 | 0.1619 | 26.123 | 308491.998 | 0.3884 | 49.851 | 251755.816 | 0.1496 | 7.126 | 95056.722 | 0.1607 | 17.1 | 212871.2 | 0.1591 | 31.7 | 397367.9 | 10.5 |  | New SNCR | 0.1496 | 0.08976 | 9.6 |  |  | 9.6
LA | Lieberman Power Plant | 1417 | 3 | Caddo | 1957-05-01 | 1170 | 114 | 32.7047 | -93.9597 | ARP | Tangentially-fired | Pipeline Natural Gas | Residual Oil |  | Electric Utility | Electric Services | 0.1493 | 42.399 | 503543.25 | 0.1615 | 2.459 | 26924 | 0.1198 | 31.79 | 432991.15 | 0.117 | 19.447 | 289901.146 | 0.1222 | 23.102 | 327202.761 | 0.094 | 10.361 | 138601.212 | 0.1005 | 57.333 | 895639.483 | 0.0709 | 20.612 | 535234.19 | 0.0723 | 23.6 | 608109.4 | 0.0772 | 24.1 | 562432.1 | 14.2 |  | Low Ozone Season Rate | 0.0709 | 0.0709 | 23.2 |  |  | 23.2
LA | Lieberman Power Plant | 1417 | 4 | Caddo | 1959-04-01 | 1150 | 114 | 32.7047 | -93.9597 | ARP | Tangentially-fired | Pipeline Natural Gas | Residual Oil |  | Electric Utility | Electric Services | 0.1406 | 42.771 | 552921.825 | 0.1261 | 9.879 | 136307.35 | 0.0966 | 32.062 | 539189.175 | 0.0983 | 24.988 | 408845.108 | 0.0961 | 24.854 | 429896.008 | 0.1139 | 38.894 | 552717.895 | 0.107 | 46.081 | 672529.687 | 0.0814 | 21.982 | 508857.017 | 0.0832 | 21.1 | 486977.4 | 0.0843 | 25.1 | 546021.3 | 11.5 |  | Low Ozone Season Rate | 0.0814 | 0.0814 | 20.7 |  |  | 20.7
LA | Little Gypsy | 1402 | 1 | Saint Charles | 1961-02-01 | 2450 | 247.7 | 30.0033 | -90.4611 | ARP | Dry bottom wall-fired boiler | Pipeline Natural Gas |  |  | Electric Utility | Electric Services | 0.1699 | 256.809 | 2279461.55 | 0.2198 | 361.879 | 2502906.05 | 0.1559 | 253.284 | 2330697.019 | 0.1615 | 277.383 | 2253207.921 | 0.1164 | 10.59 | 137686.25 | 0.2076 | 429.704 | 2693143.573 | 0.208 | 522.958 | 3463589.36 | 0.1581 | 296.576 | 2284494.933 | 0.1294 | 126.2 | 1415055 | 0.1328 | 171.9 | 1872383.5 | 15.7 |  | New SCR | 0.1164 | 0.06 | 58.5 |  |  | 58.5
LA | Little Gypsy | 1402 | 2 | Saint Charles | 1965-12-01 | 4755 | 420.7 | 30.0033 | -90.4611 | ARP | Dry bottom wall-fired boiler | Pipeline Natural Gas | Diesel Oil, Residual Oil |  | Electric Utility | Electric Services | 0.1063 | 194.879 | 3204448.6 | 0.1208 | 267.922 | 3444516.6 | 0.1507 | 457.194 | 4638963.388 | 0.0957 | 216.742 | 3681701.504 | 0.115 | 326.354 | 4267933.248 | 0.1213 | 409.155 | 5196004.326 | 0.0721 | 151.747 | 3043943.773 | 0.0988 | 122.054 | 2082544.214 | 0.0793 | 121.9 | 2672857.1 | 0.0797 | 70 | 1607577.3 | 15.3 |  | Low Ozone Season Rate | 0.0721 | 0.0721 | 110.8 |  |  | 110.8
LA | Little Gypsy | 1402 | 3 | Saint Charles | 1969-02-01 | 5750 | 582.2 | 30.0033 | -90.4611 | ARP | Dry bottom wall-fired boiler | Pipeline Natural Gas |  |  | Electric Utility | Electric Services | 0.2259 | 575.812 | 4905359.15 | 0.2609 | 405.016 | 2996657.375 | 0.299 | 1057.019 | 6546234.125 | 0.2108 | 326.956 | 2834035.551 | 0.2897 | 953.701 | 5972750.673 | 0.2978 | 794.802 | 4890891.059 | 0.3021 | 1296.285 | 7921678.354 | 0.2866 | 1261.417 | 7940597.123 | 0.3477 | 1396.7 | 7415750.3 | 0.4404 | 1789.9 | 7647195.6 | 35.1 |  | New SCR | 0.2108 | 0.06 | 241 |  |  | 241
LA | Louisiana 1 | 1391 | 2A | East Baton Rouge | 1951-09-01 | 800 | 62.5 | 30.4903 | -91.1875 | ARP | Tangentially-fired | Process Gas | Diesel Oil, Residual Oil |  | Electric Utility | Electric Services | 0.1392 | 42.479 | 593203.725 | 0.1196 | 57.05 | 977430.438 | 0.093 | 50.592 | 1079967.315 | 0.0988 | 60.621 | 1219222.775 | 0.0999 | 61.986 | 1201431.052 | 0.0877 | 64.389 | 1492669.144 | 0.0912 | 57.82 | 1268627.365 | 0.1012 | 68.248 | 1324216.5 | 0.0903 | 51.5 | 1161850.6 | 0.0863 | 36.4 | 853315.9 | 39.6 |  | Low Ozone Season Rate | 0.0863 | 0.0863 | 49.2 |  |  | 49.2
LA | Louisiana 1 | 1391 | 3A | East Baton Rouge | 1951-09-01 | 800 | 63 | 30.4903 | -91.1875 | ARP | Tangentially-fired | Process Gas | Diesel Oil, Residual Oil |  | Electric Utility | Electric Services | 0.1357 | 71.384 | 1036727.6 | 0.1502 | 97.44 | 1276967.058 | 0.099 | 62.27 | 1164077.365 | 0.0946 | 65.625 | 1379143.322 | 0.0947 | 81.419 | 1678639.507 | 0.0965 | 45.404 | 924710.336 | 0.0914 | 67.718 | 1465037.024 | 0.0933 | 76.718 | 1598804.835 | 0.0903 | 35.8 | 803393.1 | 0.0856 | 37.8 | 889372.8 | 27.3 |  | Low Ozone Season Rate | 0.0856 | 0.0856 | 34 |  |  | 34
LA | Louisiana 1 | 1391 | 4A | East Baton Rouge | 1988-01-01 | 2550 | 101 | 30.4903 | -91.1875 | CAIRNOX, CAIROS, CAIRSO2, TRNOXOS, ARP | Combined cycle | Process Gas |  | Water Injection | Electric Utility |  | 0.1566 | 380.12 | 4859192.25 | 0.1474 | 376.233 | 5093896.499 | 0.1442 | 369.906 | 5097697.491 | 0.1612 | 319.355 | 3955173.401 | 0.1466 | 298.664 | 4084133.352 | 0.1472 | 352.275 | 4766613.1 | 0.1466 | 230.143 | 3139076.843 | 0.1645 | 477.709 | 5813314.5 | 0.1763 | 478.6 | 5426625.2 | 0.162 | 418 | 5161639.6 | 58 | Water Injection | Low Ozone Season Rate | 0.1442 | 0.1442 | 391.5 |  |  | 391.5
LA | Louisiana 1 | 1391 | 5A | East Baton Rouge | 1999-04-01 | 2665 | 156.8 | 30.4903 | -91.1875 | CAIRNOX, CAIROS, CAIRSO2, TRNOXOS, ARP | Combined cycle | Process Gas |  | Dry Low NOx Burners | Electric Utility |  | 0.0361 | 137.624 | 7625083.8 | 0.0359 | 107.596 | 5958139.24 | 0.0388 | 127.856 | 6619050.447 | 0.0331 | 102.833 | 6261070.736 | 0.0381 | 96.542 | 5100648.632 | 0.0379 | 108.471 | 5780566.71 | 0.0355 | 109.945 | 6220567.937 | 0.0449 | 92.891 | 4355968.118 | 0.0349 | 119.5 | 6839669.7 | 0.0352 | 126.7 | 7195518.1 | 69.9 | Dry Low NOx Burners | Low Ozone Season Rate | 0.0331 | 0.0331 | 113.3 |  |  | 113.3
LA | Louisiana 2 | 1392 | 10 | East Baton Rouge | 1949-12-01 | 563 | 50 | 30.4903 | -91.1875 | ARP | Dry bottom wall-fired boiler | Pipeline Natural Gas |  |  | Electric Utility | Electric Services |  |  |  | 0.065 | 0.076 | 1841.2 | 0.0535 | 0.044 | 1428.2 | [17 empty] | 0 |  |  |  | 0 |  | Low Ozone Season Rate | 0.0535 | 0.0535 | 0 |  |  | 0
LA | Louisiana 2 | 1392 | 11 | East Baton Rouge | 1950-10-01 | 563 | 50 | 30.4903 | -91.1875 | ARP | Dry bottom wall-fired boiler | Pipeline Natural Gas |  |  | Electric Utility | Electric Services |  |  |  | 0.0739 | 0.095 | 2078.225 | 0.0714 | 0.058 | 1328.625 | [17 empty] | 0 |  |  |  | 0 |  | Low Ozone Season Rate | 0.0714 | 0.0714 | 0 |  |  | 0
LA | Louisiana 2 | 1392 | 12 | East Baton Rouge | 1953-04-01 | 844 | 75 | 30.4903 | -91.1875 | ARP | Dry bottom wall-fired boiler | Pipeline Natural Gas |  |  | Electric Utility | Electric Services |  |  |  | 0.0779 | 0.245 | 5428.675 | 0.079 | 0.164 | 3823 | [17 empty] | 0 |  |  |  | 0 |  | Low Ozone Season Rate | 0.0779 | 0.0779 | 0 |  |  | 0
LA | Michoud | 1409 | 1 | Orleans | 1957-04-01 | 250 | 115.2 | 30.0081 | -89.9372 | ARP | Dry bottom wall-fired boiler | Pipeline Natural Gas |  |  | Electric Utility | Electric Services | 0.0974 | 30.505 | 613197.925 | 0.0992 | 51.047 | 1024392.4 | 0.0893 | 18.546 | 407993.588 | 0.032 | 0.003 | 198.8 | [9 empty] | 0.0232 | 0.064 | 4238.358 |  |  | 0 |  |  |  | 0 |  | Low Ozone Season Rate | 0.0232 | 0.0232 | 0 |  |  | 0
LA | Michoud | 1409 | 2 | Orleans | 1962-12-01 | 2500 | 261.8 | 30.0081 | -89.9372 | ARP | Dry bottom wall-fired boiler | Pipeline Natural Gas |  |  | Electric Utility | Electric Services | 0.197 | 477.27 | 3749378.125 | 0.1698 | 254.459 | 2627283.2 | 0.1577 | 221.305 | 2359219.881 | 0.1189 | 130.028 | 1854662.564 | 0.1315 | 170.438 | 2175788.068 | 0.1564 | 280.645 | 2932985.743 | 0.1929 | 406.434 | 3602871.242 | 0.2059 | 481.21 | 4147604.651 | 0.1776 | 374.6 | 3793006.9 | 0.1686 | 280.9 | 2942333.3 | 41.3 |  | New SCR | 0.1189 | 0.06 | 126.6 |  |  | 126.6
LA | Michoud | 1409 | 3 | Orleans | 1967-06-01 | 5800 | 582.2 | 30.0081 | -89.9372 | ARP | Dry bottom wall-fired boiler | Residual Oil | Pipeline Natural Gas |  | Electric Utility | Electric Services | 0.3631 | 1630.21 | 8512105.275 | 0.3416 | 1408.035 | 7870973.45 | 0.3172 | 1201.566 | 6958623.457 | 0.2882 | 700.589 | 4681921.2 | 0.237 | 1252.6 | 9924201.834 | 0.1754 | 805.863 | 8539437.796 | 0.095 | 428.717 | 8341323.766 | 0.1085 | 286.487 | 4720186.95 | 0.1531 | 914.4 | 10400000 | 0.1161 | 575.9 | 8740955 | 48.6 |  | Low Ozone Season Rate | 0.095 | 0.095 | 567.4 |  |  | 567.4
LA | Monroe | 1448 | 11 | Ouachita | 1965-04-01 | 622 | 37.5 | 32.5278 | -92.1278 | ARP | Dry bottom wall-fired boiler | Pipeline Natural Gas |  |  | Electric Utility | Electric Services |  |  |  | 0.0466 | 0.016 | 648.75 | [20 empty] | 0 |  |  |  | 0 |  | Low Ozone Season Rate | 0.0466 | 0.0466 | 0 |  |  | 0
LA | Monroe | 1448 | 12 | Ouachita | 1969-01-01 | 947 | 75 | 32.5278 | -92.1278 | ARP | Dry bottom wall-fired boiler | Pipeline Natural Gas |  |  | Electric Utility | Electric Services | [26 empty] | 0 |  |  |  | 0 |  | Not Operating | 0 | 0 | 0 |  |  | 0
LA | Morgan City Electrical Gen Facility | 1449 | 4 | Saint Mary | 1975-08-14 | 396 | 37.5 | 29.6916 | -91.1887 | ARP | Dry bottom wall-fired boiler | Pipeline Natural Gas |  |  | Electric Utility | Electric Services | 0.079 | 21.218 | 533829.419 | 0.1386 | 36.184 | 517377.238 | 0.105 | 26.834 | 503070.307 | 0.117 | 72.676 | 1236127.947 | 0.0884 | 21.719 | 501566.928 | 0.0955 | 18.716 | 389796.424 | 0.1016 | 19.14 | 364536.227 | 0.1001 | 22.705 | 441234.457 | 0.1069 | 10.9 | 200291.8 | 0.1059 | 23 | 424435.6 | 13.8 |  | Low Ozone Season Rate | 0.079 | 0.079 | 8.1 |  |  | 8.1
LA | Natchitoches | 1450 | 10 | Natchitoches | 1972-01-01 | 275 | 26 | 31.7705 | -93.0952 | ARP | Dry bottom wall-fired boiler | Pipeline Natural Gas |  |  | Electric Utility | Electric Services | 0.2045 | 0.324 | 2945.775 | 0.231 | 2.041 | 17127.575 | 0.2357 | 0.536 | 4288.7 | 0.27 | 0.791 | 5862.05 | 0.2258 | 0.744 | 6441.275 | 0.238 | 1.209 | 9900.5 | [8 empty] | 0 |  |  |  | 0 |  | New SNCR | 0.2045 | 0.1227 | 0 |  |  | 0
LA | Ninemile Point | 1403 | 1 | Jefferson | 1951-04-01 | 884 | 69 | 29.9472 | -90.1458 | ARP | Dry bottom wall-fired boiler | Pipeline Natural Gas |  |  | Electric Utility | Electric Services | 0.1603 | 56.007 | 675059.75 | 0.1459 | 89.46 | 1216860.023 | 0.13 | 60.355 | 894060.404 | 0.1448 | 67.419 | 905717.87 | 0.0711 | 3.535 | 69765.108 | 0.1265 | 63.506 | 986359.763 | 0.0378 | 0.011 | 588.042 | 0.0028 | 0.002 | 1322.724 |  |  | 0 | 0.4713 | 1.1 | 6093.2 | 0 |  | Low Ozone Season Rate | 0.0028 | 0.0028 | 0 |  |  | 0
LA | Ninemile Point | 1403 | 2 | Jefferson | 1953-06-01 | 1292 | 112.5 | 29.9472 | -90.1458 | ARP | Dry bottom wall-fired boiler | Pipeline Natural Gas | Residual Oil |  | Electric Utility | Electric Services | 0.1222 | 77.416 | 1233059 | 0.1191 | 87.706 | 1466833.757 | 0.0827 | 44.034 | 1028636.15 | 0.1121 | 60.495 | 1060061.306 | 0.0299 | 0.036 | 841.714 | 0.0142 | 0 | 22.842 | [8 empty] | 0 |  |  |  | 0 |  | Low Ozone Season Rate | 0.0142 | 0.0142 | 0 |  |  | 0
LA | Ninemile Point | 1403 | 3 | Jefferson | 1955-08-01 | 1366 | 169.8 | 29.9472 | -90.1458 | ARP | Dry bottom wall-fired boiler | Pipeline Natural Gas |  |  | Electric Utility | Electric Services | 0.1087 | 81.603 | 1307473.625 | 0.1264 | 89.362 | 1388924.079 | 0.1217 | 87.131 | 1336837.082 | 0.1231 | 62.465 | 954774.804 | 0.1099 | 22.032 | 362562.676 | 0.1126 | 52.47 | 879986.48 | 0.1414 | 106.223 | 1370910.794 | 0.1373 | 113.526 | 1558459.473 | 0.1501 | 101 | 1292752.1 | 0.4403 | 241.3 | 1092537 | 25.8 |  | New SNCR | 0.1087 | 0.06522 | 43.9 |  |  | 43.9
LA | Ninemile Point | 1403 | 4 | Jefferson | 1971-01-01 | 7344 | 895.1 | 29.9472 | -90.1458 | ARP | Tangentially-fired | Pipeline Natural Gas | Diesel Oil, Residual Oil |  | Electric Utility | Electric Services | 0.2761 | 1639.017 | 10400000 | 0.2676 | 1637.373 | 11000000 | 0.3156 | 2276.933 | 12400000 | 0.2445 | 1297.375 | 9267609.871 | 0.3196 | 2852.222 | 15500000 | 0.2986 | 2148.793 | 12700000 | 0.3655 | 2241.746 | 10800000 | 0.3158 | 2151.728 | 12100000 | 0.2724 | 1599 | 10700000 | 0.1755 | 1236.2 | 13000000 | 39.6 |  | New SCR | 0.1755 | 0.06 | 352.2 |  |  | 352.2
LA | Ninemile Point | 1403 | 5 | Jefferson | 1973-01-01 | 7344 | 895.1 | 29.9472 | -90.1458 | ARP | Tangentially-fired | Pipeline Natural Gas | Diesel Oil, Residual Oil |  | Electric Utility | Electric Services | 0.2744 | 1504.911 | 9102409.9 | 0.3048 | 2551.019 | 14600000 | 0.3023 | 1824.98 | 10800000 | 0.2902 | 1973.383 | 12200000 | 0.3131 | 2752.257 | 15500000 | 0.3018 | 2468.209 | 14200000 | 0.2627 | 473.597 | 3166087.304 | 0.3178 | 2643.098 | 14600000 | 0.251 | 1970.7 | 13700000 | 0.3384 | 2239.7 | 11600000 | 50.7 |  | New SCR | 0.251 | 0.06 | 471.1 |  |  | 471.1
LA | Ouachita Plant | 55467 | CTGEN1 | Ouachita | 2002-05-31 | 2100 | 179.3 | 32.7056 | -92.0697 | ARP, CAIRNOX, CAIROS, CAIRSO2, TRNOXOS | Combined cycle | Pipeline Natural Gas |  | Dry Low NOx Burners<br>Selective Catalytic Reduction | Electric Utility |  | 0.0284 | 17.403 | 1815185.115 | 0.0429 | 5.242 | 421933.513 | 0.0351 | 12.531 | 1210030.961 | 0.0393 | 23.397 | 2219130.4 | 0.0379 | 23.794 | 2379861.194 | 0.0279 | 19.643 | 2386629.599 | 0.039 | 6.928 | 624039.003 | 0.0241 | 16.323 | 2040482.129 | 0.0298 | 13.3 | 1436298.8 | 0.016 | 19.6 | 2899169.5 | 18.6 | Dry Low NOx Burners<br>Selective Catalytic Reduction | Existing SCR | 0.016 | 0.016 | 7.1 |  |  | 7.1
LA | Ouachita Plant | 55467 | CTGEN2 | Ouachita | 2002-06-12 | 2110 | 179.3 | 32.7056 | -92.0697 | ARP, CAIRNOX, CAIROS, CAIRSO2, TRNOXOS | Combined cycle | Pipeline Natural Gas |  | Dry Low NOx Burners<br>Selective Catalytic Reduction | Electric Utility |  | 0.0302 | 15.651 | 1573209.403 | 0.0407 | 5.916 | 478207.36 | 0.041 | 11.578 | 1003839.5 | 0.0359 | 25.608 | 2629068.3 | 0.0366 | 25.884 | 2625031.66 | 0.0286 | 17.607 | 2041638.225 | 0.036 | 6.708 | 604894.414 | 0.0351 | 14.375 | 1361775.456 | 0.0294 | 14.7 | 1548099.4 | 0.0213 | 19.9 | 2449714.3 | 20 | Dry Low NOx Burners<br>Selective Catalytic Reduction | Existing SCR | 0.0213 | 0.0213 | 10.6 |  |  | 10.6
LA | Ouachita Plant | 55467 | CTGEN3 | Ouachita | 2002-06-29 | 2100 | 179.3 | 32.7056 | -92.0697 | ARP, CAIRNOX, CAIROS, CAIRSO2, TRNOXOS | Combined cycle | Pipeline Natural Gas |  | Dry Low NOx Burners<br>Selective Catalytic Reduction | Electric Utility |  | 0.0307 | 18.082 | 1801785.615 | 0.0448 | 6.586 | 498189.23 | 0.0406 | 15.473 | 1347686.201 | 0.0365 | 26.72 | 2740660.25 | 0.0375 | 27.817 | 2811400.625 | 0.0326 | 15.453 | 1684268.169 | 0.0163 | 9.92 | 1400775.047 | 0.0241 | 12.384 | 1500041.301 | 0.0293 | 8.5 | 890793.3 | 0.0229 | 19 | 2277856.8 | 11.6 | Dry Low NOx Burners<br>Selective Catalytic Reduction | Existing SCR | 0.0163 | 0.0163 | 4.7 |  |  | 4.7
LA | Perryville Power Station | 55620 | 2013-01-01 | Ouachita | 2002-06-15 | 2200 | 186.2 | 32.6914 | -92.0192 | ARP, CAIRNOX, CAIROS, CAIRSO2, TRNOXOS | Combined cycle | Pipeline Natural Gas |  | Dry Low NOx Burners<br>Selective Catalytic Reduction | Electric Utility |  | 0.036 | 20.357 | 1974418.711 | 0.0235 | 21.023 | 3056989.8 | 0.0144 | 19.97 | 3450370.974 | 0.0149 | 24.765 | 4019366.933 | 0.0151 | 21.772 | 3630357.778 | 0.0137 | 23.018 | 3995685.827 | 0.0188 | 28.614 | 3668396.142 | 0.0185 | 32.951 | 4211072.823 | 0.0203 | 32.6 | 3962444.7 | 0.0175 | 36.6 | 4940713.4 | 49 | Dry Low NOx Burners<br>Selective Catalytic Reduction | Existing SCR | 0.0137 | 0.0137 | 22 |  |  | 22
LA | Perryville Power Station | 55620 | 2013-01-02 | Ouachita | 2001-11-01 | 2215 | 198.9 | 32.6914 | -92.0192 | ARP, CAIRNOX, CAIROS, CAIRSO2, TRNOXOS | Combined cycle | Pipeline Natural Gas |  | Dry Low NOx Burners<br>Selective Catalytic Reduction | Electric Utility |  | 0.0362 | 19.854 | 1908889.27 | 0.0247 | 23.398 | 3148914.162 | 0.0146 | 27.269 | 4736207.004 | 0.0145 | 22.42 | 3729314.472 | 0.0147 | 22.102 | 3718643.065 | 0.0152 | 23.771 | 3895829.371 | 0.0195 | 22.932 | 2977490.204 | 0.0165 | 32.712 | 4576516.003 | 0.012 | 20 | 3565479.7 | 0.0137 | 32.9 | 5401693 | 43.8 | Dry Low NOx Burners<br>Selective Catalytic Reduction | Existing SCR | 0.012 | 0.012 | 20 |  |  | 20
LA | Perryville Power Station | 55620 | 2013-02-01 | Ouachita | 2001-05-10 | 2200 | 198.9 | 32.6914 | -92.0192 | ARP, CAIRNOX, CAIROS, CAIRSO2, TRNOXOS | Combustion turbine | Pipeline Natural Gas |  | Dry Low NOx Burners | Electric Utility |  | 0.0559 | 0.968 | 46289.658 | 0.0436 | 1.256 | 80298.062 | 0.1056 | 1.578 | 30876.236 | 0.0321 | 1.071 | 70326.236 | 0.0292 | 1.823 | 146777.178 | 0.0376 | 0.796 | 53468.264 | 0.0402 | 0.12 | 6751.254 | 0.0319 | 0.312 | 24646.306 | 0.0326 | 0.1 | 9020.9 | 0.0339 | 1.1 | 69740.4 | 0.1 | Dry Low NOx Burners | Low Ozone Season Rate | 0.0292 | 0.0292 | 0.1 |  |  | 0.1
LA | R S Nelson | 1393 | 3 | Calcasieu | 1960-03-29 | 1875 | 163.2 | 30.2861 | -93.2917 | ARP | Tangentially-fired | Pipeline Natural Gas |  |  | Electric Utility | Electric Services | 0.1625 | 170.196 | 2113371.1 | 0.1692 | 169.995 | 1959589.195 | 0.1661 | 167.562 | 1990895.199 | 0.1481 | 78.672 | 1026940.992 | 0.152 | 55.966 | 700069.26 | 0.1339 | 119.295 | 1711611.411 | 0.1418 | 85.516 | 1193327.805 | 0.1287 | 78.587 | 1205297.61 | 0.1529 | 144.4 | 1908764.1 | 0.1591 | 141.7 | 1791488.1 | 27.7 |  | New SNCR | 0.1287 | 0.07722 | 72.9 |  |  | 72.9
LA | R S Nelson | 1393 | 4 | Calcasieu | 1970-07-04 | 5469 | 591.8 | 30.2861 | -93.2917 | ARP | Dry bottom wall-fired boiler | Pipeline Natural Gas |  |  | Electric Utility | Electric Services | 0.1118 | 269.278 | 4603004.4 | 0.115 | 327.577 | 5586054.7 | 0.1265 | 493.262 | 7601351.988 | 0.1286 | 201.325 | 3049721.666 | 0.1236 | 424.33 | 6779468.654 | 0.1209 | 395.043 | 6310750.517 | 0.1232 | 438.188 | 6925030.728 | 0.1237 | 575.025 | 8978425.177 | 0.1146 | 447.7 | 7566005.7 | 0.1114 | 454.8 | 8041188.9 | 37.7 |  | New SCR | 0.1114 | 0.06 | 234.4 |  |  | 234.4
LA | R S Nelson | 1393 | 6 | Calcasieu | 1982-05-31 | 6790 | 614.6 | 30.2861 | -93.2917 | ARP | Tangentially-fired | Coal | Residual Oil | Low NOx Burner Technology w/ Closed-coupled OFA | Electric Utility | Electric Services | 0.2792 | 2609.472 | 18200000 | 0.2348 | 2500.562 | 21200000 | 0.2293 | 1902.615 | 16700000 | 0.2494 | 2487.041 | 19800000 | 0.2061 | 2043.652 | 19900000 | 0.2157 | 2146.466 | 20000000 | 0.2258 | 2363.931 | 20900000 | 0.1637 | 1367.697 | 16500000 | 0.1767 | 1879 | 21400000 | 0.1518 | 1409.1 | 18100000 | 85.9 |  | New SCR | 0.1518 | 0.06 | 638 |  |  | 638
LA | Ruston | 1458 | 2 | Lincoln | 1968-07-15 | 416 | 26.8 | 32.5286 | -92.6131 | ARP | Dry bottom wall-fired boiler | Pipeline Natural Gas |  |  | Electric Utility | Electric Services | 0.3081 | 0.24 | 1227.65 | [23 empty] | 0 |  |  |  | 0 |  | New SNCR | 0.3081 | 0.18486 | 0 |  |  | 0
LA | Ruston | 1458 | 3 | Lincoln | 1974-07-15 | 520 | 41.5 | 32.5286 | -92.6131 | ARP | Tangentially-fired | Pipeline Natural Gas |  |  | Electric Utility | Electric Services | 0.0761 | 0.378 | 6707.45 | [23 empty] | 0 |  |  |  | 0 |  | Low Ozone Season Rate | 0.0761 | 0.0761 | 0 |  |  | 0
LA | Sterlington | 1404 | 10 | Ouachita | 1958-05-01 | 2108 | 247.7 | 32.7047 | -92.0792 | ARP | Dry bottom wall-fired boiler | Pipeline Natural Gas |  |  | Electric Utility | Electric Services | 0.1891 | 263.833 | 2225277.625 | 0.1728 | 147.137 | 1410409.25 | 0.1779 | 319.984 | 2511811.663 | 0.0161 | 0.015 | 2006.37 | [14 empty] | 0 |  |  |  | 0 |  | Low Ozone Season Rate | 0.0161 | 0.0161 | 0 |  |  | 0
LA | Sterlington | 1404 | 7AB | Ouachita | 1974-08-01 | 1072 | 59.3 | 32.7047 | -92.0792 | CAIRNOX, CAIROS, CAIRSO2, TRNOXOS, ARP | Combined cycle | Pipeline Natural Gas | Diesel Oil |  | Electric Utility |  | 0.346 | 25.679 | 148130.525 | 0.3878 | 11.578 | 59594.45 | 0.4126 | 28.883 | 146777.58 | 0.336 | 14.068 | 83323.629 | 0.3025 | 18.453 | 115232.673 |  |  |  | 0.3944 | 1.029 | 5136.976 | 0.3208 | 3.063 | 17998.817 | 0.3584 | 3.5 | 20364.2 | 0.4207 | 1.8 | 8681.1 | 0.5 | None Reported | Water Injection | 0.3025 | 0.1815 | 1.8 |  |  | 1.8
LA | Sterlington | 1404 | 7C | Ouachita | 1974-09-01 | 1072 | 66 | 32.7047 | -92.0792 | CAIRNOX, CAIROS, CAIRSO2, TRNOXOS, ARP | Combined cycle | Pipeline Natural Gas | Diesel Oil |  | Electric Utility |  | 0.3199 | 24.795 | 157589.525 | 0.3631 | 13.689 | 77707.8 | 0.3412 | 18.729 | 120861.928 | 0.3253 | 19.28 | 118927.775 | 0.3216 | 23.698 | 153318.166 | 0.2854 | 3.072 | 18090.178 | 0.3516 | 0.831 | 4816.8 | 0.2913 | 2.929 | 18782.209 | 0.3574 | 3.4 | 19860.4 | 0.3889 | 1.7 | 8490 | 0.5 | None Reported | Water Injection | 0.2854 | 0.17124 | 1.6 |  |  | 1.6
LA | T J Labbe Electric Generating Station | 56108 | U-1 | Lafayette | 2005-06-24 | 510 | 50.4 | 30.2554 | -92.0433 | ARP, CAIRNOX, CAIROS, CAIRSO2, TRNOXOS | Combustion turbine | Pipeline Natural Gas |  | Water Injection | Electric Utility | [7 empty] | 0.1088 | 1.422 | 30912.75 | 0.0843 | 13.953 | 347690.85 | 0.0774 | 11.258 | 300048.3 | 0.0765 | 20.938 | 552211.127 | 0.0857 | 4.266 | 109840.829 | 0.0798 | 27.276 | 685469.148 | 0.0792 | 37.6 | 952229.4 | 0.09 | 5.7 | 136644.3 | 50.8 | Water Injection | Low Ozone Season Rate | 0.0765 | 0.0765 | 36.4 |  |  | 36.4
LA | T J Labbe Electric Generating Station | 56108 | U-2 | Lafayette | 2005-07-01 | 510 | 50.4 | 30.2554 | -92.0433 | ARP, CAIRNOX, CAIROS, CAIRSO2, TRNOXOS | Combustion turbine | Pipeline Natural Gas |  | Water Injection | Electric Utility | [7 empty] | 0.0927 | 2.374 | 54722.675 | 0.0839 | 14.982 | 377388.3 | 0.0776 | 12.822 | 338149.075 | 0.0899 | 13.208 | 287825.722 | 0.0799 | 3.681 | 104760.329 | 0.08 | 13.465 | 343953.685 | 0.0873 | 4.7 | 111117.7 | 0.0888 | 5 | 119795.6 | 5.9 | Water Injection | Low Ozone Season Rate | 0.0776 | 0.0776 | 4.1 |  |  | 4.1
LA | Teche Power Station | 1400 | 2 | Saint Mary | 1956-05-15 | 556.5 | 54.4 | 29.8223 | -91.5427 | ARP | Dry bottom wall-fired boiler | Pipeline Natural Gas |  |  | Electric Utility | Electric Services | 0.2174 | 4.654 | 39150.165 | 0.2222 | 59.79 | 528092.694 |  |  |  | 0.1517 | 1.699 | 14791.17 | 0.193 | 1.617 | 11638.723 | 0.4761 | 3.824 | 14965.939 | 0.1381 | 7.962 | 104068.22 | 0.0802 | 1.607 | 25387.744 |  |  | 0 |  |  |  | 0 |  | Low Ozone Season Rate | 0.0802 | 0.0802 | 0 |  |  | 0
LA | Teche Power Station | 1400 | 3 | Saint Mary | 1971-03-09 | 3733 | 348.5 | 29.8223 | -91.5427 | ARP | Dry bottom wall-fired boiler | Pipeline Natural Gas | Diesel Oil |  | Electric Utility | Electric Services | 0.1884 | 565.105 | 5706788.164 | 0.1715 | 483.339 | 4925891.778 | 0.18 | 530.481 | 5144157.865 | 0.1578 | 321.206 | 3412207.198 | 0.1786 | 494.848 | 4887977.7 | 0.1541 | 364.676 | 4356040.799 | 0.2005 | 514.989 | 4796886.189 | 0.1998 | 582.185 | 5454045.372 | 0.1945 | 498.8 | 4613751.6 | 0.1723 | 434.4 | 4759307.2 | 33.7 |  | New SCR | 0.1541 | 0.06 | 153.9 |  |  | 153.9
LA | Teche Power Station | 1400 | 4 | Saint Mary | 2011-04-01 | 449.4 | 38.4 | 29.8223 | -91.5427 | ARP, CAIRNOX, CAIROS, CAIRSO2, TRNOXOS | Combustion turbine | Pipeline Natural Gas |  | Dry Low NOx Burners | Electric Utility | [25 empty] | 0.6173 | 2.2 | 7054.9 | 0.038 | 0.2 | 10833.3 | 0.4 | Dry Low NOx Burners | Low Ozone Season Rate | 0.038 | 0.038 | 0.1 |  |  | 0.1
LA | Waterford 1 & 2 | 8056 | 1 | Saint Charles | 1974-01-01 | 4600 | 445.5 | 29.9994 | -90.4758 | ARP | Dry bottom wall-fired boiler | Pipeline Natural Gas | Residual Oil |  | Electric Utility | Electric Services | 0.1899 | 711.428 | 6634059.125 | 0.2215 | 1116.265 | 8562022 | 0.1569 | 396.738 | 4120518.516 | 0.0485 | 0.237 | 9407.46 | 0.1546 | 217.441 | 2403661.458 | 0.1396 | 306.642 | 3670179.698 | 0.1075 | 185.927 | 3087847.364 | 0.1047 | 224.248 | 3829799.189 | 0.0952 | 165.6 | 3190919.9 |  |  |  | 18.9 |  | Low Ozone Season Rate | 0.0485 | 0.0485 | 84.4 |  |  | 84.4
LA | Waterford 1 & 2 | 8056 | 2 | Saint Charles | 1975-01-01 | 4600 | 445.5 | 29.9994 | -90.4758 | ARP | Dry bottom wall-fired boiler | Pipeline Natural Gas | Residual Oil |  | Electric Utility | Electric Services | 0.1643 | 509.126 | 5371822.15 | 0.2174 | 964.081 | 7612769.075 | 0.1518 | 496.284 | 5392172.813 | 0.1675 | 337.502 | 3705548.121 | 0.148 | 175.975 | 2063477.981 | 0.1709 | 212.737 | 2110159.38 | 0.0956 | 116.273 | 2050067.46 | 0.1087 | 323.49 | 5705001.316 | 0.0971 | 242.6 | 4701711.4 | 0.0778 | 195 | 4152647.5 | 27.8 |  | Low Ozone Season Rate | 0.0778 | 0.0778 | 194.4 |  |  | 194.4
LA | Waterford 1 & 2 | 8056 | 4 | Saint Charles | 1991-06-01 | 507 | 41 | 29.9994 | -90.4758 | ARP, CAIRNOX, CAIROS, CAIRSO2, TRNOXOS | Combustion turbine | Diesel Oil |  | Steam Injection | Electric Utility | [22 empty] | 0.3206 | 0.314 | 3762.1 | 0.1875 | 0.5 | 6920.8 | 0.2521 | 0.7 | 8812.9 | 0.4 | Steam Injection | Low Ozone Season Rate | 0.1875 | 0.1875 | 0.5 |  |  | 0.5
LA | Willow Glen | 1394 | 1 | Iberville | 1960-03-01 | 1496 | 163.2 | 30.2743 | -91.1164 | ARP | Tangentially-fired | Pipeline Natural Gas |  |  | Electric Utility | Electric Services | 0.1199 | 61.052 | 988383.725 | 0.0914 | 1.547 | 23605.25 | 0.1344 | 27.925 | 386459.436 | [6 empty] | 0.1357 | 30.446 | 415625.748 | 0.1361 | 11.834 | 167186.413 | 0.1271 | 31.046 | 487769.172 | 0.1508 | 138.2 | 1813386.1 | 0.1295 | 33.3 | 514275.2 | 33 |  | Low Ozone Season Rate | 0.0914 | 0.0914 | 83.7 |  |  | 83.7
LA | Willow Glen | 1394 | 2 | Iberville | 1964-01-01 | 3136 | 239.4 | 30.2743 | -91.1164 | ARP | Tangentially-fired | Pipeline Natural Gas | Diesel Oil |  | Electric Utility | Electric Services | 0.1307 | 72.095 | 1034846.4 | 0.1299 | 120.691 | 1803248.675 | 0.1182 | 88.157 | 1425256.472 | 0.1311 | 31.154 | 413295.702 | 0.1039 | 28.532 | 456247.157 | 0.1397 | 56.178 | 811046.151 | 0.1258 | 73.821 | 1186090.492 | 0.1283 | 42.142 | 648968.432 | 0.122 | 4.1 | 62974 | 0.1431 | 74.4 | 1059014.2 | 0.5 |  | New SCR | 0.1039 | 0.06 | 2 |  |  | 2
LA | Willow Glen | 1394 | 3 | Iberville | 1968-12-01 | 5507 | 591.8 | 30.2743 | -91.1164 | ARP | Dry bottom wall-fired boiler | Pipeline Natural Gas | Diesel Oil, Residual Oil |  | Electric Utility | Electric Services |  |  |  | 0.1245 | 9.868 | 137717.8 | 0.0735 | 0.822 | 14096.336 |  |  |  | 0.0294 | 0.297 | 14829.412 | 0.0202 | 0.368 | 13008.408 | [8 empty] | 0 |  |  |  | 0 |  | Low Ozone Season Rate | 0.0202 | 0.0202 | 0 |  |  | 0
LA | Willow Glen | 1394 | 4 | Iberville | 1973-07-24 | 5488 | 591.8 | 30.2743 | -91.1164 | ARP | Dry bottom wall-fired boiler | Pipeline Natural Gas | Residual Oil |  | Electric Utility | Electric Services | 0.2056 | 198.641 | 1808665.55 |  |  |  | 0.2775 | 68.086 | 454377.942 | 0.1654 | 29.669 | 335881.668 | 0.1717 | 79.59 | 877866.121 | 0.1579 | 72.906 | 700129.483 | 0.215 | 281.756 | 2540873.589 | 0.2632 | 606.058 | 4437687.923 | 0.237 | 648.5 | 5403507.2 | 0.2159 | 920.6 | 8404082.6 | 26.8 |  | New SCR | 0.1579 | 0.06 | 164.2 |  |  | 164.2
LA | Willow Glen | 1394 | 5 | Iberville | 1976-07-02 | 5488 | 591.8 | 30.2743 | -91.1164 | ARP | Tangentially-fired | Pipeline Natural Gas | Residual Oil |  | Electric Utility | Electric Services | 0.1052 | 53.521 | 883226.3 | 0.1503 | 31.407 | 312691.725 | 0.1249 | 285.157 | 4138121.949 | 0.0949 | 14.598 | 292146.544 | 0.1183 | 30.747 | 475793.433 | [11 empty] | 0 |  |  |  | 0 |  | Low Ozone Season Rate | 0.0949 | 0.0949 | 0 |  |  | 0
MA | ANP Bellingham Energy Company, LLC | 55211 | 1 | Norfolk | 2002-06-19 | 2184 | 289 | 42.1113 | -71.4529 | ARP, CAIROS, RGGI | Combined cycle | Pipeline Natural Gas |  | Dry Low NOx Burners<br>Selective Catalytic Reduction | Electric Utility |  | 0.0468 | 17.52 | 3325378.326 | 0.0182 | 16.905 | 3653588.354 | 0.0311 | 17.801 | 3116862.458 | 0.0207 | 20.771 | 3829796.074 | 0.0098 | 13.073 | 4351641.633 | 0.0134 | 15.15 | 3973647.911 | 0.0192 | 15.28 | 3054715.581 | 0.0088 | 15.439 | 4927491.203 | 0.0088 | 12.1 | 3668199.3 | 0.0074 | 8.4 | 2832151 | 45.7 | Dry Low NOx Burners<br>Selective Catalytic Reduction | Existing SCR | 0.0074 | 0.0074 | 10.2 |  |  | 10.2
MA | ANP Bellingham Energy Company, LLC | 55211 | 2 | Norfolk | 2002-08-24 | 2184 | 289 | 42.1113 | -71.4529 | ARP, CAIROS, RGGI | Combined cycle | Pipeline Natural Gas |  | Dry Low NOx Burners<br>Selective Catalytic Reduction | Electric Utility |  | 0.0276 | 12.638 | 2454864.363 | 0.0176 | 15.676 | 3600079.352 | 0.0273 | 18.052 | 3649505.743 | 0.0202 | 21.125 | 4008428.882 | 0.0081 | 14.096 | 5152991.418 | 0.0233 | 18.151 | 3954186.994 | 0.0109 | 11.035 | 3251414.282 | 0.0123 | 15.194 | 4442983.928 | 0.0091 | 13.1 | 3894497.8 | 0.0099 | 14 | 4364111.4 | 48.6 | Dry Low NOx Burners<br>Selective Catalytic Reduction | Existing SCR | 0.0081 | 0.0081 | 11.6 |  |  | 11.6
MA | ANP Blackstone Energy Company, LLC | 55212 | 1 | Worcester | 2001-04-25 | 2184 | 289 | 42.0575 | -71.5172 | ARP, CAIROS, RGGI | Combined cycle | Pipeline Natural Gas |  | Dry Low NOx Burners<br>Selective Catalytic Reduction | Electric Utility |  | 0.0251 | 17.295 | 3566332.2 | 0.0226 | 14.498 | 2992419.075 | 0.027 | 21.085 | 3833739.35 | 0.0079 | 14.933 | 4865836.346 | 0.0076 | 15.183 | 4802179.599 | 0.0118 | 12.345 | 3520450.753 | 0.0201 | 10.658 | 2297243.295 | 0.0119 | 15.337 | 3831114.31 | 0.0074 | 15.9 | 4894647.5 | 0.0076 | 14.1 | 4480035.4 | 61 | Dry Low NOx Burners<br>Selective Catalytic Reduction | Existing SCR | 0.0074 | 0.0074 | 15.9 |  |  | 15.9
MA | ANP Blackstone Energy Company, LLC | 55212 | 2 | Worcester | 2001-05-28 | 2184 | 289 | 42.0575 | -71.5172 | ARP, CAIROS, RGGI | Combined cycle | Pipeline Natural Gas |  | Dry Low NOx Burners<br>Selective Catalytic Reduction | Electric Utility |  | 0.0276 | 19.693 | 3893856 | 0.0231 | 12.523 | 2428620.925 | 0.0351 | 22.527 | 3198246.675 | 0.0084 | 17.589 | 5197401.191 | 0.0082 | 16.044 | 4961440.742 | 0.0265 | 17.084 | 4057114.231 | 0.012 | 8.341 | 2309022.24 | 0.0103 | 14.04 | 4078165.141 | 0.0118 | 16.6 | 4633982 | 0.0071 | 14.7 | 4668453.8 | 57.8 | Dry Low NOx Burners<br>Selective Catalytic Reduction | Existing SCR | 0.0071 | 0.0071 | 10 |  |  | 10
MA | Bellingham | 10307 | 1 | Norfolk | 1991-09-15 | 1433 | 128.7 | 42.0925 | -71.4833 | ARP, CAIROS, RGGI | Combined cycle | Pipeline Natural Gas | Diesel Oil | Steam Injection | Electric Utility |  | 0.0856 | 178.987 | 4183413.903 | 0.081 | 138.522 | 3458002.601 | 0.1784 | 38.626 | 548853.315 | 0.0924 | 39.241 | 937613.102 | 0.0898 | 63.348 | 1557564.953 | 0.0934 | 32.844 | 830909.79 | 0.0817 | 23.355 | 614299.669 | 0.0838 | 100.375 | 2593586.051 | 0.1227 | 70.7 | 1376030.5 | 0.0978 | 56.7 | 1382033.2 | 26.2 | Steam Injection | Low Ozone Season Rate | 0.081 | 0.081 | 46.7 |  |  | 46.7
MA | Bellingham | 10307 | 2 | Norfolk | 1991-09-15 | 1433 | 128.7 | 42.0925 | -71.4833 | ARP, CAIROS, RGGI | Combined cycle | Pipeline Natural Gas | Diesel Oil | Steam Injection | Electric Utility |  | 0.0841 | 192.166 | 4557001.1 | 0.0799 | 168.726 | 4280964.652 | 0.1917 | 53.209 | 687409.867 | 0.1028 | 45.712 | 1011131.741 | 0.098 | 76.85 | 1742067.406 | 0.1034 | 41.773 | 931292.567 | 0.0917 | 28.348 | 685371.24 | 0.0881 | 111.652 | 2739053.006 | 0.1371 | 73.7 | 1244234.4 | 0.1054 | 68.5 | 1509434.7 | 23.6 | Steam Injection | Low Ozone Season Rate | 0.0799 | 0.0799 | 42.9 |  |  | 42.9
MA | Berkshire Power | 55041 | 1 | Hampden | 1999-09-28 | 2112 | 180 | 42.0476 | -72.6478 | ARP, CAIROS, RGGI | Combined cycle | Pipeline Natural Gas | Diesel Oil | Water Injection (Retired Mar 31, 2012)<br>Selective Catalytic Reduction | Electric Utility |  | 0.031 | 20.886 | 3184003.95 | 0.0274 | 23.807 | 3819399.025 | 0.0163 | 25.768 | 4621153.371 | 0.0359 | 25.75 | 3337273.086 | 0.0232 | 20.975 | 3446184.98 | 0.0145 | 22.605 | 4192508.454 | 0.0191 | 9.985 | 1803227.855 | 0.0135 | 16.568 | 3161497.231 | 0.0154 | 18.1 | 3662229.7 | 0.0222 | 22.4 | 3733871.6 | 47.2 | Water Injection (Retired Mar 31, 2012)<br>Selective Catalytic Reduction | Existing SCR | 0.0135 | 0.0135 | 15.9 |  |  | 15.9
MA | Brayton Point | 1619 | 1 | Bristol | 1963-04-25 | 2450 | 241 | 41.7125 | -71.1914 | ARP, NBP | Tangentially-fired | Coal | Residual Oil, Pipeline Natural Gas | Low NOx Burner Technology w/ Closed-coupled/Separated OFA | Electric Utility | Electric Services | 0.235 | 777.412 | 6616435.875 | 0.2188 | 787.139 | 7204432.7 | 0.2157 | 808.072 | 7469158.95 | 0.2329 | 691.299 | 5875362.45 | 0.0402 | 147.998 | 8022927.575 | 0.0484 | 135.038 | 7164181.55 | 0.0444 | 127.997 | 7214064.225 | 0.0984 | 334.285 | 7614869.85 | 0.1596 | 225.2 | 3524864.4 | 0.134 | 136.9 | 2504336.1 | 39.2 | SCR | Existing SCR | 0.0402 | 0.0402 | 56.7 | Shutdown | Gas Combined Cycle Replacement | 16.7 | 208.5
MA | Brayton Point | 1619 | 2 | Bristol | 1964-05-27 | 2450 | 241 | 41.7125 | -71.1914 | ARP, NBP | Tangentially-fired | Coal | Residual Oil, Pipeline Natural Gas | Low NOx Burner Technology w/ Closed-coupled/Separated OFA | Electric Utility | Electric Services | 0.2276 | 756.812 | 6656905.8 | 0.2272 | 736.39 | 6517767.1 | 0.2314 | 891.873 | 7711423.8 | 0.2295 | 839.191 | 7347518.8 | 0.2274 | 733.359 | 6452511.65 | 0.2378 | 800.715 | 6771572.6 | 0.2308 | 718.535 | 6259370.1 | 0.2605 | 867.753 | 6683777.425 | 0.2303 | 216.2 | 1733336.4 | 0.232 | 182.3 | 1409740.3 | 19.3 |  | New SCR | 0.2272 | 0.06 | 56.3 | Shutdown | Gas Combined Cycle Replacement | 8.2 | 207.9
MA | Brayton Point | 1619 | 3 | Bristol | 1969-12-31 | 5800 | 642.6 | 41.7125 | -71.1914 | ARP, NBP | Dry bottom wall-fired boiler | Coal | Residual Oil, Pipeline Natural Gas | Low NOx Burner Technology w/ Overfire Air | Electric Utility | Electric Services | 0.3359 | 2360.85 | 13900000 | 0.3343 | 1968.046 | 11400000 | 0.306 | 2112.989 | 13700000 | 0.1051 | 696.247 | 14700000 | 0.0399 | 283.451 | 17600000 | 0.0757 | 376.116 | 13300000 | 0.0876 | 498.397 | 13700000 | 0.1165 | 505.321 | 11000000 | 0.1086 | 270.1 | 6153264.4 | 0.088 | 156.5 | 4688325.2 | 28.9 | SCR | Existing SCR | 0.0399 | 0.0399 | 99.2 | Shutdown | Gas Combined Cycle Replacement | 29.2 | 240.9
MA | Brayton Point | 1619 | 4 | Bristol | 1974-12-19 | 4800 | 475.5 | 41.7125 | -71.1914 | ARP, NBP | Dry bottom wall-fired boiler | Residual Oil | Pipeline Natural Gas | Low NOx Burner Technology (Dry Bottom only) | Electric Utility | Electric Services | 0.169 | 29.493 | 245811.325 | 0.2106 | 34.114 | 251858.075 | 0.2091 | 178.465 | 1471882.15 | 0.157 | 18.322 | 257675.95 | 0.1194 | 12.339 | 239360.275 | 0.2103 | 15.443 | 120481.975 | 0.1266 | 11.209 | 172054.7 | 0.1051 | 22.057 | 387741.475 | 0.1026 | 11.9 | 206059.3 | 0.1131 | 41.1 | 714871.6 | 1.2 |  | New SCR | 0.1026 | 0.06 | 7 |  |  | 7
MA | Canal Station | 1599 | 1 | Barnstable | 1968-07-01 | 5450 | 585 | 41.7694 | -70.5097 | ARP, NBP | Dry bottom wall-fired boiler | Residual Oil |  | Low NOx Burner Technology w/ Overfire Air<br>Other | Electric Utility | Electric Services | 0.108 | 560.858 | 10400000 | 0.0606 | 412.617 | 14000000 | 0.0976 | 553.381 | 11000000 | 0.1644 | 217.642 | 2625030.357 | 0.0299 | 103.854 | 7048291.248 | 0.0575 | 185.585 | 6343652.304 | 0.11 | 17.628 | 295243.398 | 0.0744 | 26.463 | 835492.172 | 0.0652 | 10.7 | 309574 | 0.0843 | 8.8 | 209338.9 | 1.5 |  | Low Ozone Season Rate | 0.0299 | 0.0299 | 4.9 |  |  | 4.9
MA | Canal Station | 1599 | 2 | Barnstable | 1976-02-01 | 5973 | 580 | 41.7694 | -70.5097 | ARP, NBP | Dry bottom wall-fired boiler | Residual Oil | Pipeline Natural Gas | Low NOx Burner Technology w/ Overfire Air<br>Overfire Air | Electric Utility | Electric Services | 0.2201 | 559.656 | 4858587.384 | 0.2212 | 599.591 | 5265859.45 | 0.2058 | 648.485 | 6006994.674 | 0.1936 | 528.383 | 5481015.699 | 0.2021 | 272.029 | 2496188.881 | 0.1855 | 215.996 | 2190105.799 | 0.1834 | 23.049 | 238648.098 | 0.1406 | 17.271 | 196769.752 | 0.1145 | 5.7 | 63988.7 | 0.152 | 10.1 | 88162.6 | 0.3 |  | New SCR | 0.1145 | 0.06 | 3 |  |  | 3
MA | Cleary Flood | 1682 | 8 | Bristol | 1966-06-01 | 410 | 28.3 | 41.8653 | -71.1061 | ARP, NBP | Dry bottom wall-fired boiler | Residual Oil | Diesel Oil | Low NOx Burner Technology (Dry Bottom only) | Electric Utility |  | 0.2658 | 2.084 | 15563.438 | 0.2624 | 0.517 | 3802.61 | 0.2588 | 4.537 | 34429.323 | 0.2796 | 2.433 | 17430.381 | 0.2626 | 1.394 | 10434.183 | 0.265 | 3.067 | 22580.926 | 0.2491 | 1.801 | 13918.487 | 0.2511 | 6.701 | 51751.934 | 0.252 | 2.5 | 18711.5 | 0.2483 | 2.5 | 19198.4 | 1.2 |  | New SNCR | 0.2483 | 0.14898 | 1.4 |  |  | 1.4
MA | Dartmouth Power | 52026 | 1 | Bristol | 1992-05-05 | 656 | 45 | 41.6728 | -70.9989 | ARP, CAIROS, RGGI | Combined cycle | Pipeline Natural Gas | Diesel Oil | Water Injection<br>Selective Catalytic Reduction | Small Power Producer |  | 0.0382 | 6.144 | 388482.625 | 0.0334 | 12.261 | 818444.575 | 0.0335 | 13.436 | 882061.825 | 0.0371 | 5.928 | 366900.325 | 0.0344 | 10.78 | 688249.5 | 0.0342 | 13.373 | 863461.602 | 0.0395 | 2.422 | 151477.024 | 0.0346 | 11.658 | 750038.251 | 0.0349 | 7.9 | 512808.5 | 0.0325 | 9.3 | 627812.5 | 21.3 | Water Injection<br>Selective Catalytic Reduction | Existing SCR | 0.0325 | 0.0325 | 7.4 |  |  | 7.4
MA | Dighton | 55026 | 1 | Bristol | 1999-05-03 | 1423 | 200 | 41.8312 | -71.1239 | ARP, CAIROS, RGGI | Combined cycle | Pipeline Natural Gas |  | Selective Catalytic Reduction | Small Power Producer |  | 0.0167 | 11.736 | 1740076.4 | 0.015 | 15.733 | 2732165.925 | 0.0187 | 13.476 | 2110401.025 | 0.0195 | 7.121 | 1191531.075 | 0.0168 | 7.463 | 1196418.287 | 0.0206 | 9.075 | 1308817.921 | 0.0157 | 7.043 | 1174031.306 | 0.0174 | 16.126 | 2603801.358 | 0.0151 | 20.4 | 3302131.2 | 0.0122 | 22.2 | 3978193.1 | 63.2 | Selective Catalytic Reduction | Existing SCR | 0.0122 | 0.0122 | 16.5 |  |  | 16.5
MA | Fore River Station | 55317 | 11 | Norfolk | 2003-03-23 | 3001 | 278.6 | 42.2417 | -70.9653 | ARP, CAIROS, RGGI | Combined cycle | Pipeline Natural Gas | Diesel Oil | Dry Low NOx Burners<br>Water Injection<br>Selective Catalytic Reduction | Electric Utility |  | 0.0412 | 123.265 | 4928634.149 | 0.0089 | 10.844 | 3046741.796 | 0.0072 | 20.88 | 6513019.745 | 0.008 | 18.609 | 5674462.271 | 0.0063 | 20.859 | 6808917.089 | 0.007 | 17.031 | 5472857.075 | 0.0074 | 22.093 | 6401862.087 | 0.0067 | 20.806 | 6493069.845 | 0.0088 | 22.2 | 6169948.3 | 0.0073 | 24.4 | 7565089.6 | 56 | Dry Low NOx Burners<br>Water Injection<br>Selective Catalytic Reduction | Existing SCR | 0.0063 | 0.0063 | 15.9 |  |  | 15.9
MA | Fore River Station | 55317 | 12 | Norfolk | 2003-04-20 | 3001 | 278.6 | 42.2417 | -70.9653 | ARP, CAIROS, RGGI | Combined cycle | Pipeline Natural Gas | Diesel Oil | Dry Low NOx Burners<br>Water Injection<br>Selective Catalytic Reduction | Electric Utility |  | 0.0377 | 109.78 | 5146718.403 | 0.0083 | 12.447 | 3624177.731 | 0.0074 | 20.876 | 6489977.679 | 0.0077 | 19.296 | 6060885.169 | 0.0063 | 21.723 | 7175875.924 | 0.0075 | 18.464 | 5755021.443 | 0.0104 | 18.111 | 4574523.768 | 0.0066 | 23.538 | 7339230.682 | 0.0077 | 23.4 | 6787382.5 | 0.0068 | 25.3 | 8091839.2 | 61.6 | Dry Low NOx Burners<br>Water Injection<br>Selective Catalytic Reduction | Existing SCR | 0.0063 | 0.0063 | 19.2 |  |  | 19.2
MA | Kendall Square | 1595 | 1 | Middlesex | 1949-06-01 | 273 | 27.2 | 42.3633 | -71.0792 | ARP, NBP | Dry bottom wall-fired boiler | Pipeline Natural Gas | Residual Oil |  | Electric Utility | Electric Services | 0.1975 | 11.473 | 110062.638 | [23 empty] | 0 |  |  |  | 0 |  | New SNCR | 0.1975 | 0.1185 | 0 |  |  | 0
MA | Kendall Square | 1595 | 2 | Middlesex | 1949-06-01 | 273 | 27.2 | 42.3633 | -71.0792 | ARP, NBP | Dry bottom wall-fired boiler | Pipeline Natural Gas | Residual Oil |  | Electric Utility | Electric Services | 0.1527 | 50.525 | 600119.537 | 0.1729 | 52.22 | 571575.195 | 0.0962 | 7.166 | 148225.839 | 0.1691 | 12.718 | 130717.151 | 0.1449 | 0.865 | 8861.222 | 0.1355 | 9.679 | 131545.319 | 0.1396 | 1.423 | 16417.397 | 0.0959 | 0.87 | 13272.605 | 0.1183 | 0.3 | 4084.5 | 0.1281 | 0.3 | 3835.4 | 0.4 |  | Low Ozone Season Rate | 0.0959 | 0.0959 | 0.3 |  |  | 0.3
MA | Kendall Square | 1595 | 3 | Middlesex | 1954-11-01 | 409 | 27.2 | 42.3633 | -71.0792 | ARP, NBP | Dry bottom wall-fired boiler | Pipeline Natural Gas | Residual Oil | Low NOx Burner Technology (Dry Bottom only) | Electric Utility | Electric Services | 0.0984 | 25.148 | 456217.8 | 0.1291 | 48.933 | 701331.856 | 0.0906 | 3.953 | 64465.997 | 0.1276 | 16.855 | 200451.367 | 0.0562 | 1.023 | 29341.432 | 0.105 | 7.8 | 135494.865 | 0.0704 | 1.583 | 42192.304 | 0.0655 | 2.206 | 64417.741 | 0.0662 | 2 | 53049.1 | 0.0605 | 0.9 | 25242.8 | 3.5 |  | Low Ozone Season Rate | 0.0562 | 0.0562 | 1.7 |  |  | 1.7
MA | Kendall Square | 1595 | 4 | Middlesex | 2002-08-08 | 2450 | 186.2 | 42.3633 | -71.0792 | ARP, CAIROS, RGGI | Combined cycle | Pipeline Natural Gas | Diesel Oil | Dry Low NOx Burners<br>Selective Catalytic Reduction | Electric Utility |  | 0.0186 | 9.456 | 1890713.611 | 0.0162 | 5.373 | 1046996.161 | 0.0071 | 20.218 | 5905932.669 | 0.0087 | 16.847 | 4651412.608 | 0.0064 | 14.878 | 5221813.969 | 0.0122 | 8.337 | 2205802.847 | 0.0074 | 16.595 | 5145019.859 | 0.0071 | 17.422 | 5489100.729 | 0.0063 | 13.8 | 4623324.8 | 0.0075 | 17.9 | 5534950.7 | 51.4 | Dry Low NOx Burners<br>Selective Catalytic Reduction | Existing SCR | 0.0063 | 0.0063 | 13.8 |  |  | 13.8
MA | Medway Station | 1592 | J1T1 | Norfolk | 1970-01-01 | 392 | 45 | 42.1364 | -71.4478 | CAIROS, RGGI | Combustion turbine | Diesel Oil | Pipeline Natural Gas |  | Electric Utility |  | 0.578 | 0.86 | 2977.5 | 0.5033 | 1.346 | 5351 | 0.4963 | 2.869 | 11553.2 | 0.493 | 3.704 | 15029 | 0.4929 | 2.757 | 11184.4 | 0.4932 | 0.888 | 3601.3 | 0.4931 | 0.925 | 3754.3 | 0.5896 | 3.307 | 11208.2 | 0.5949 | 2.6 | 8658.3 | 0.5951 | 0.7 | 2279.4 | 0.6 | None Reported | Water Injection | 0.4929 | 0.29574 | 1.3 |  |  | 1.3
MA | Medway Station | 1592 | J1T2 | Norfolk | 1970-01-01 | 392 | 45 | 42.1364 | -71.4478 | CAIROS, RGGI | Combustion turbine | Diesel Oil | Pipeline Natural Gas |  | Electric Utility |  | 0.5209 | 0.803 | 3083.4 | 0.453 | 1.254 | 5535.4 | 0.4529 | 2.362 | 10427.4 | 0.5056 | 4.127 | 16327.5 | 0.519 | 3.412 | 13150.1 | 0.5191 | 0.935 | 3601.3 | 0.5189 | 2.096 | 8077.6 | 0.6004 | 2.379 | 7838.4 | 0.618 | 3.5 | 11286.5 | 0.5856 | 0.8 | 2781.5 | 0.8 | None Reported | Water Injection | 0.4529 | 0.27174 | 1.5 |  |  | 1.5
MA | Medway Station | 1592 | J2T1 | Norfolk | 1970-01-01 | 392 | 45 | 42.1364 | -71.4478 | CAIROS, RGGI | Combustion turbine | Diesel Oil | Pipeline Natural Gas |  | Electric Utility |  | 0.6661 | 0.834 | 2502.9 | 0.5789 | 1.74 | 6010.1 | 0.502 | 1.415 | 5637.2 | 0.5019 | 4.788 | 19077.3 | 0.502 | 0.738 | 2938.4 | 0.502 | 0.771 | 3071.8 | 0.4525 | 1.785 | 7951.9 | 0.427 | 1.353 | 6339.6 | 0.4268 | 2 | 9266.2 | 0.4272 | 0.5 | 2251.9 | 0.6 | None Reported | Water Injection | 0.4268 | 0.25608 | 1.2 |  |  | 1.2
MA | Medway Station | 1592 | J2T2 | Norfolk | 1970-01-01 | 392 | 45 | 42.1364 | -71.4478 | CAIROS, RGGI | Combustion turbine | Diesel Oil | Pipeline Natural Gas |  | Electric Utility |  | 0.6341 | 1.549 | 4888.1 | 0.4194 | 0.739 | 3526.9 | 0.4189 | 2.324 | 11094.1 | 0.4191 | 2.004 | 9564.1 | 0.419 | 0.937 | 4472.4 | 0.4989 | 0.823 | 3299.3 | 0.4991 | 1.585 | 6351.4 | 0.499 | 2.219 | 8893.5 | 0.5183 | 2.6 | 9858.5 | 0.526 | 0.6 | 2244 | 0.7 | None Reported | Water Injection | 0.4189 | 0.25134 | 1.2 |  |  | 1.2
MA | Medway Station | 1592 | J3T1 | Norfolk | 1970-01-01 | 392 | 45 | 42.1364 | -71.4478 | CAIROS, RGGI | Combustion turbine | Diesel Oil | Pipeline Natural Gas |  | Electric Utility |  | 0.5769 | 1.831 | 6347.4 | 0.4641 | 1.419 | 6116 | 0.4641 | 1.554 | 6700.6 | 0.4641 | 0.831 | 3581.8 | 0.464 | 0.419 | 1804.6 | 0.548 | 0.987 | 3601.3 | 0.548 | 1.17 | 4268.2 | 0.5482 | 1.585 | 5782.6 | 0.548 | 2.6 | 9572.2 | 0.5844 | 1 | 3570.1 | 0.7 | None Reported | Water Injection | 0.464 | 0.2784 | 1.3 |  |  | 1.3
MA | Medway Station | 1592 | J3T2 | Norfolk | 1970-01-01 | 392 | 45 | 42.1364 | -71.4478 | CAIROS, RGGI | Combustion turbine | Diesel Oil | Pipeline Natural Gas |  | Electric Utility |  | 0.5173 | 0.903 | 3538.5 | 0.3899 | 1.248 | 6398.6 | 0.4054 | 0.899 | 4440.7 | 0.4051 | 0.511 | 2522.6 | 0.4411 | 0.696 | 3091.4 | 0.52 | 0.651 | 2502.8 | 0.5199 | 1.196 | 4601.8 | 0.5201 | 1.643 | 6320 | 0.5202 | 2 | 7700.8 | 0.5203 | 1.3 | 5037.2 | 0.5 | None Reported | Water Injection | 0.3899 | 0.23394 | 0.9 |  |  | 0.9
MA | Milford Power, LP | 54805 | 1 | Worcester | 1993-05-01 | 1401 | 128.9 | 42.1292 | -71.5122 | ARP, CAIROS, RGGI | Combined cycle | Pipeline Natural Gas |  | Selective Catalytic Reduction<br>Steam Injection | Electric Utility |  | 0.0541 | 21.278 | 1029440.289 | 0.06 | 12.194 | 545516.601 | 0.0594 | 31.864 | 1399061.097 | 0.0603 | 35.178 | 1511501.518 | 0.0584 | 31.137 | 1367401.242 | 0.0644 | 19.209 | 778444.602 | 0.0358 | 12.668 | 831041.031 | 0.0306 | 41.042 | 2862772.35 | 0.0306 | 17.6 | 1247855.6 | 0.0281 | 32.4 | 2442640.6 | 24.3 | Selective Catalytic Reduction<br>Steam Injection | Existing SCR | 0.0281 | 0.0281 | 16.1 |  |  | 16.1
MA | Millennium Power Partners | 55079 | 1 | Worcester | 2000-07-17 | 2842 | 230 | 42.1127 | -72.0152 | ARP, CAIROS, RGGI | Combined cycle | Pipeline Natural Gas | Diesel Oil | Water Injection<br>Selective Catalytic Reduction | Electric Utility |  | 0.0215 | 29.119 | 4267407.8 | 0.0205 | 25.013 | 3416930.7 | 0.0107 | 25.652 | 5529849.125 | 0.0133 | 33.135 | 6466351.225 | 0.0125 | 30.185 | 6036790.502 | 0.0133 | 30.845 | 6120206.584 | 0.0128 | 32.82 | 6327958.978 | 0.0118 | 33.954 | 6497276.697 | 0.0109 | 34.3 | 7289760.5 | 0.0115 | 39 | 7573571.5 | 69.9 | Water Injection<br>Selective Catalytic Reduction | Existing SCR | 0.0107 | 0.0107 | 33.7 |  |  | 33.7
MA | Mount Tom | 1606 | 1 | Hampden | 1960-06-01 | 1480 | 136 | 42.2814 | -72.6053 | ARP, NBP | Dry bottom wall-fired boiler | Coal |  | Overfire Air<br>Low NOx Burner Technology (Dry Bottom only) | Electric Utility | Electric Services | 0.2761 | 607.951 | 4474630.775 | 0.2853 | 517.727 | 3595240.35 | 0.2413 | 559.963 | 4497114.65 | 0.091 | 164.131 | 3922949.525 | 0.0684 | 146.46 | 4305407.025 | 0.093 | 191.281 | 4181703.05 | 0.1006 | 89.949 | 1847967.175 | 0.0927 | 118.292 | 2552621.95 | 0.0882 | 22.3 | 495906.7 | 0.1005 | 29.3 | 546266.6 | 9.1 | SCR | Existing SCR | 0.0684 | 0.0684 | 17.3 |  |  | 17.3
MA | Mystic | 1588 | 4 | Middlesex | 1957-01-01 | 1420 | 156.2 | 42.3917 | -71.0667 | ARP, NBP | Tangentially-fired | Residual Oil | Diesel Oil |  | Electric Utility | Electric Services | 0.1912 | 8.88 | 75899.878 | [23 empty] | 0 |  |  |  | 0 |  | New SNCR | 0.1912 | 0.11472 | 0 |  |  | 0
MA | Mystic | 1588 | 5 | Middlesex | 1959-06-01 | 1420 | 156.2 | 42.3917 | -71.0667 | ARP, NBP | Tangentially-fired | Residual Oil | Diesel Oil |  | Electric Utility | Electric Services | 0.1687 | 2.627 | 27817.314 | [23 empty] | 0 |  |  |  | 0 |  | New SNCR | 0.1687 | 0.10122 | 0 |  |  | 0
MA | Mystic | 1588 | 6 | Middlesex | 1961-04-01 | 1510 | 156.2 | 42.3917 | -71.0667 | ARP, NBP | Tangentially-fired | Residual Oil | Diesel Oil |  | Electric Utility | Electric Services | 0.1955 | 3.272 | 26780.03 | [23 empty] | 0 |  |  |  | 0 |  | New SNCR | 0.1955 | 0.1173 | 0 |  |  | 0
MA | Mystic | 1588 | 7 | Middlesex | 1975-06-01 | 6266.8 | 617 | 42.3917 | -71.0667 | NBP, ARP | Tangentially-fired | Pipeline Natural Gas | Residual Oil |  | Electric Utility | Electric Services | 0.1208 | 386.213 | 5776836.48 | 0.1241 | 167.825 | 2447023.562 | 0.0448 | 114.438 | 4843272.771 | 0.0935 | 161.966 | 2981226.197 | 0.0664 | 254.323 | 6065180.333 | 0.0702 | 39.213 | 650523.058 | 0.0763 | 46.874 | 712161.651 | 0.0815 | 148.603 | 2289039.791 | 0.0598 | 40.4 | 675824.3 | 0.0708 | 85.2 | 1614829.2 | 2.9 |  | Low Ozone Season Rate | 0.0448 | 0.0448 | 30.2 |  |  | 30.2
MA | Mystic | 1588 | 81 | Middlesex | 2002-09-11 | 2982 | 278.6 | 42.3917 | -71.0667 | ARP, CAIROS, RGGI | Combined cycle | Pipeline Natural Gas |  | Selective Catalytic Reduction | Electric Utility |  | 0.0068 | 23.222 | 7622903.72 | 0.0068 | 21.661 | 6923779.214 | 0.0088 | 18.689 | 5481958.488 | 0.0073 | 24.554 | 7574143.575 | 0.0069 | 20.046 | 6429407.304 | 0.0082 | 21.202 | 5782867.622 | 0.0089 | 19.675 | 5719826.883 | 0.0072 | 21.794 | 6768591.066 | 0.0082 | 23.8 | 7041801 | 0.0081 | 22.3 | 6648363.1 | 64.3 | Selective Catalytic Reduction | Existing SCR | 0.0068 | 0.0068 | 19.7 |  |  | 19.7
MA | Mystic | 1588 | 82 | Middlesex | 2002-12-12 | 2982 | 278.6 | 42.3917 | -71.0667 | ARP, CAIROS, RGGI | Combined cycle | Pipeline Natural Gas |  | Selective Catalytic Reduction | Electric Utility |  | 0.0066 | 22.295 | 7370896.333 | 0.0072 | 21.813 | 6793280.929 | 0.0089 | 18.945 | 5386182.317 | 0.0066 | 22.822 | 7806810.065 | 0.0075 | 16.756 | 5216495.628 | 0.0067 | 20.529 | 6598118.865 | 0.0082 | 18.19 | 5443094.4 | 0.0096 | 21.99 | 6112001.917 | 0.0086 | 24.4 | 7133586.1 | 0.0094 | 25.3 | 6521494.9 | 65.1 | Selective Catalytic Reduction | Existing SCR | 0.0066 | 0.0066 | 18.7 |  |  | 18.7
MA | Mystic | 1588 | 93 | Middlesex | 2003-03-23 | 2982 | 278.6 | 42.3917 | -71.0667 | ARP, CAIROS, RGGI | Combined cycle | Pipeline Natural Gas |  | Selective Catalytic Reduction | Electric Utility |  | 0.0195 | 76.231 | 6925865.607 | 0.0071 | 20.434 | 6346592.813 | 0.0082 | 19.404 | 5803802.454 | 0.0072 | 21.344 | 6734716.925 | 0.0071 | 20.217 | 6275614.114 | 0.0094 | 21.179 | 6022612.317 | 0.0085 | 22.41 | 6739661.316 | 0.0066 | 25.11 | 8134041.097 | 0.0082 | 29.8 | 8017232.6 | 0.0071 | 19.8 | 6253493.6 | 73.2 | Selective Catalytic Reduction | Existing SCR | 0.0066 | 0.0066 | 24 |  |  | 24
MA | Mystic | 1588 | 94 | Middlesex | 2003-04-21 | 2982 | 278.6 | 42.3917 | -71.0667 | ARP, CAIROS, RGGI | Combined cycle | Pipeline Natural Gas |  | Selective Catalytic Reduction | Electric Utility |  | 0.019 | 66.748 | 6210474.454 | 0.0069 | 19.51 | 6266658.339 | 0.0082 | 16.979 | 4988372.897 | 0.0072 | 22.527 | 7143558.83 | 0.0065 | 16.605 | 5644072.444 | 0.0114 | 24.623 | 5983955.22 | 0.0089 | 23.72 | 6910797.615 | 0.0079 | 29.986 | 8272639.361 | 0.0091 | 30.1 | 7850680.8 | 0.0075 | 19.1 | 5923431.9 | 71.7 | Selective Catalytic Reduction | Existing SCR | 0.0065 | 0.0065 | 21.5 |  |  | 21.5
MA | New Boston | 1589 | 1 | Suffolk | 1967-01-01 | 3680 | 359 | 42.3406 | -71.035 | ARP, NBP | Dry bottom wall-fired boiler | Pipeline Natural Gas | Residual Oil | Other | Electric Utility | Electric Services | 0.0797 | 45.284 | 1062205.792 | 0.0838 | 32.39 | 673259.75 | 0.0912 | 131.686 | 2745834.478 | 0.0904 | 103.487 | 2085320.869 | [14 empty] | 0 |  |  |  | 0 |  | Low Ozone Season Rate | 0.0797 | 0.0797 | 0 |  |  | 0
MA | Potter | 1660 | 3 | Norfolk | 1977-04-01 | 975 | 76 | 42.235 | -70.9672 | CAIROS, RGGI | Combined cycle | Pipeline Natural Gas | Diesel Oil | Steam Injection | Electric Utility |  | 0.2086 | 15.025 | 158919.092 | 0.2471 | 2.553 | 22977.538 | 0.2817 | 14.219 | 111376.14 | 0.2239 | 9.152 | 93361.74 | 0.2813 | 7.834 | 71254.896 | 0.3457 | 11.605 | 95431.29 | 0.3369 | 2.954 | 22888.943 | 0.3288 | 21.326 | 165314.866 | 0.3333 | 11.3 | 78632 | 0.3644 | 11 | 73427.4 | 2.2 | Steam Injection | Low Ozone Season Rate | 0.2086 | 0.2086 | 7.1 |  |  | 7.1
MA | Potter | 1660 | 4 | Norfolk | 2009-04-28 | 565 | 58 | 42.235 | -70.9672 | ARP, CAIROS, RGGI | Combustion turbine | Pipeline Natural Gas | Diesel Oil | Water Injection<br>Ammonia Injection<br>Selective Catalytic Reduction | Electric Utility | [22 empty] | 0.0158 | 2.128 | 364324.039 | 0.0193 | 0.9 | 124016.9 | 0.0184 | 1 | 186293.1 | 6 | Water Injection<br>Ammonia Injection<br>Selective Catalytic Reduction | Existing SCR | 0.0158 | 0.0158 | 0.7 |  |  | 0.7
MA | Potter | 1660 | 5 | Norfolk | 2009-04-21 | 565 | 58 | 42.235 | -70.9672 | ARP, CAIROS, RGGI | Combustion turbine | Pipeline Natural Gas | Diesel Oil | Water Injection<br>Ammonia Injection<br>Selective Catalytic Reduction | Electric Utility | [22 empty] | 0.0154 | 1.856 | 376084.756 | 0.0253 | 0.6 | 101869.4 | 0.0136 | 0.9 | 201332.8 | 4.9 | Water Injection<br>Ammonia Injection<br>Selective Catalytic Reduction | Existing SCR | 0.0136 | 0.0136 | 0.3 |  |  | 0.3
MA | Salem Harbor Station | 1626 | 1 | Essex | 1951-11-05 | 954 | 81.9 | 42.5267 | -70.8792 | ARP, NBP | Dry bottom wall-fired boiler | Coal | Residual Oil | Selective Non-catalytic Reduction<br>Low NOx Burner Technology (Dry Bottom only) | Electric Utility |  | 0.2468 | 298.136 | 2424313.35 | 0.1986 | 255.638 | 2512273.65 | 0.1527 | 215.293 | 2802663.125 | 0.1413 | 198.078 | 2849968.85 | 0.1444 | 196.358 | 2813904.575 | 0.1266 | 138.3 | 2186183.382 | 0.1302 | 76.864 | 1183294.248 | 0.1557 | 109.663 | 1379325.979 | 0.1947 | 65 | 669413.3 |  |  |  | 19.1 | SNCR | Existing SNCR | 0.1266 | 0.1266 | 42.3 | Shutdown | Gas Combined Cycle Replacement | 3.2 | 61.8
MA | Salem Harbor Station | 1626 | 2 | Essex | 1952-09-02 | 966 | 82 | 42.5267 | -70.8792 | ARP, NBP | Dry bottom wall-fired boiler | Coal | Residual Oil | Selective Non-catalytic Reduction<br>Low NOx Burner Technology (Dry Bottom only) | Electric Utility |  | 0.2465 | 318.387 | 2589177.925 | 0.213 | 231.659 | 2163296.475 | 0.1598 | 203.792 | 2566437.2 | 0.1199 | 165.881 | 2795240.8 | 0.124 | 155.308 | 2537954.45 | 0.1177 | 134.635 | 2238382.4 | 0.1203 | 42.89 | 675583.078 | 0.1648 | 109.195 | 1311003.699 | 0.1562 | 11.3 | 148038.9 |  |  |  | 4.2 | SNCR | Existing SNCR | 0.1177 | 0.1177 | 8.5 | Shutdown | Gas Combined Cycle Replacement | 0.7 | 10.6
MA | Salem Harbor Station | 1626 | 3 | Essex | 1958-06-18 | 1696 | 165.7 | 42.5267 | -70.8792 | ARP, NBP | Dry bottom wall-fired boiler | Coal | Residual Oil | Selective Non-catalytic Reduction<br>Low NOx Burner Technology w/ Overfire Air | Electric Utility |  | 0.2569 | 450.788 | 3499516.6 | 0.2255 | 381.784 | 3412533.725 | 0.1554 | 323.328 | 4318699.95 | 0.144 | 250.915 | 3706920.575 | 0.1651 | 349.786 | 4373423.3 | 0.1562 | 123.441 | 1517159.713 | 0.121 | 172.623 | 2717741.646 | 0.1895 | 334.165 | 3528513.565 | 0.0947 | 95.9 | 1870236 | 0.0808 | 30.2 | 684670.6 | 30 | SNCR | Existing SNCR | 0.0808 | 0.0808 | 81.8 | Shutdown | Gas Combined Cycle Replacement | 8.9 | 87
MA | Salem Harbor Station | 1626 | 4 | Essex | 1972-08-24 | 5452 | 475.5 | 42.5267 | -70.8792 | ARP, NBP | Dry bottom wall-fired boiler | Residual Oil |  | Low NOx Burner Technology (Dry Bottom only) | Electric Utility |  | 0.2253 | 144.136 | 1320836.45 | 0.2363 | 74.023 | 698736.025 | 0.1822 | 255.685 | 2897802.775 | 0.1825 | 218.492 | 2363976.45 | 0.2095 | 42.263 | 423998.875 | 0.1331 | 21.571 | 176693.051 | 0.126 | 20.919 | 170224.117 | 0.1317 | 33.175 | 325991.265 | 0.1035 | 7.6 | 67085.3 | 0.1207 | 18.9 | 211551 | 0.3 |  | New SCR | 0.1035 | 0.06 | 4.4 |  |  | 4.4
MA | Somerset | 1613 | 8 | Bristol | 1959-07-01 | 1186 | 100 | 41.737 | -71.146 | ARP, NBP | Tangentially-fired | Coal | Residual Oil, Other Oil | Selective Non-catalytic Reduction<br>Combustion Modification/Fuel Reburning (Began Apr 26, 2003)<br>Other (Began Apr 26, 2003) | Electric Utility | Electric Services | 0.3045 | 317.885 | 1989496.117 | 0.1341 | 260.724 | 3903133.999 | 0.1538 | 278.758 | 3623679.682 | 0.1555 | 275.4 | 3554886.221 | 0.1201 | 221.527 | 3685496.59 | 0.129 | 188.811 | 2952101.376 | 0.107 | 21.482 | 353985.102 | [9 empty] | 0 | SNCR | Existing SNCR | 0.107 | 0.107 | 0 | Shutdown | Gas Combined Cycle Replacement/No operation 2011 | 0 | 0
MA | Somerset | 1613 | 11 | Bristol | 1971-05-01 | 350 | 25 | 41.737 | -71.146 | CAIROS, RGGI | Combustion turbine | Other Oil |  |  | Electric Utility |  | 1.2 | 3.171 | 5285.1 | 1.2 | 0.401 | 668 | 1.2 | 0.708 | 1180.1 | 1.1996 | 0.737 | 1228.3 | 1.2 | 0.858 | 1430.7 | 1.2001 | 0.538 | 896 | 1.2 | 0.139 | 232 | 1.2 | 3.564 | 5940 | [6 empty] | 0 | None Reported | Water Injection | 1.1996 | 0.1364 | 0 |  |  | 0
MA | South Boston Combustion Turbines | 10176 | A | Suffolk | 1979-07-01 | 396 | 69 | 42.3414 | -71.0311 | CAIROS, RGGI | Combustion turbine | Other Oil |  | Water Injection | Electric Utility |  | 0.1661 | 0.548 | 6633 | 0.159 | 0.378 | 4752 | 0.159 | 0.386 | 4851 | 0.159 | 1.141 | 14355 | 0.1589 | 0.891 | 11202.8 | 0.1589 | 1.36 | 17103.4 | 0.2977 | 0.919 | 8929.8 | 0.8012 | 7.19 | 18532.8 | [6 empty] | 0 | Water Injection | Low Ozone Season Rate | 0.1589 | 0.1589 | 0 |  |  | 0
MA | South Boston Combustion Turbines | 10176 | B | Suffolk | 1979-07-01 | 396 | 69 | 42.3414 | -71.0311 | CAIROS, RGGI | Combustion turbine | Other Oil |  | Water Injection | Electric Utility |  | 0.1669 | 0.672 | 8118 |  | 0 | 4059 | 0.159 | 0.48 | 10296 | 0.159 | 1.173 | 14751 | 0.1591 | 0.568 | 7139.9 | 0.159 | 1.253 | 15752.9 | 0.2679 | 1.091 | 10882.1 | 0.7746 | 6.955 | 18140.8 | 0.2739 | 0.9 | 9539.6 |  |  |  | 0.7 | Water Injection | Low Ozone Season Rate | 0.159 | 0.159 | 0.5 |  |  | 0.5
MA | Stony Brook | 6081 | 1 | Hampden | 1981-11-30 | 1050 | 85 | 42.1977 | -72.5103 | CAIROS, RGGI | Combined cycle | Diesel Oil | Pipeline Natural Gas | Steam Injection | Electric Utility |  | 0.2124 | 59.935 | 578195.3 | 0.1713 | 18.906 | 215852.4 | 0.1765 | 13.355 | 147765.95 | 0.1675 | 55.981 | 662514.8 |  |  |  | 0.1453 | 30.141 | 419242.925 | 0.1502 | 20.601 | 277490.45 | 0.1467 | 56 | 764341.025 | 0.1466 | 11.6 | 157649 | 0.1461 | 18.2 | 253319.5 | 4.1 | Steam Injection | Low Ozone Season Rate | 0.1453 | 0.1453 | 11.5 |  |  | 11.5
MA | Stony Brook | 6081 | 2 | Hampden | 1981-11-30 | 1050 | 85 | 42.1977 | -72.5103 | CAIROS, RGGI | Combined cycle | Diesel Oil | Pipeline Natural Gas | Water Injection<br>Dry Low NOx Burners | Electric Utility |  | 0.1211 | 29.868 | 559447.15 | 0.0621 | 3.218 | 117431.175 | 0.0569 | 6.49 | 257787.125 | 0.0457 | 17.72 | 857760.025 |  |  |  | 0.0514 | 6.709 | 297705.025 | 0.0477 | 4.291 | 215839.625 | 0.0448 | 16.963 | 874460.75 | 0.0439 | 6.1 | 308921.6 | 0.0401 | 7.1 | 411781.1 | 8 | Water Injection<br>Dry Low NOx Burners | Low Ozone Season Rate | 0.0401 | 0.0401 | 5.5 |  |  | 5.5
MA | Stony Brook | 6081 | 3 | Hampden | 1981-11-30 | 1050 | 85 | 42.1977 | -72.5103 | CAIROS, RGGI | Combined cycle | Diesel Oil | Pipeline Natural Gas | Steam Injection | Electric Utility |  | 0.2166 | 56.617 | 538603.7 | 0.171 | 16.77 | 196080.95 | 0.1686 | 13.659 | 161204.925 | 0.1676 | 66.075 | 783646.625 |  |  |  | 0.1441 | 27.298 | 380005.5 | 0.1452 | 13.623 | 190756.875 | 0.1509 | 28.113 | 375951.3 | 0.1626 | 12.1 | 151132.3 | 0.1725 | 6.5 | 79593.9 | 3.9 | Steam Injection | Low Ozone Season Rate | 0.1441 | 0.1441 | 10.7 |  |  | 10.7
MA | Stony Brook | 6081 | 4 | Hampden | 1982-11-30 | 1050 | 85 | 42.1977 | -72.5103 | CAIROS, RGGI | Combustion turbine | Diesel Oil |  | Water Injection | Electric Utility |  | 0.452 | 4.72 | 44996.8 | 1.6558 | 1.406 | 9960.8 | 0.7562 | 9.431 | 78107.5 | 1.1317 | 2.241 | 17150.6 |  |  |  | 1.0145 | 2.344 | 16027.9 | 1.2008 | 2.611 | 4351 | 1.2 | 29.022 | 48370 | 1.1999 | 5.4 | 8934.9 | 1.1999 | 7 | 11600.1 | 0.2 | Water Injection | Low Ozone Season Rate | 0.452 | 0.452 | 2 |  |  | 2
MA | Stony Brook | 6081 | 5 | Hampden | 1982-11-30 | 1050 | 85 | 42.1977 | -72.5103 | CAIROS, RGGI | Combustion turbine | Diesel Oil |  | Water Injection | Electric Utility |  | 0.4228 | 4.901 | 46346.8 | 1.3911 | 1.793 | 12898 | 0.7758 | 6.523 | 52716.9 | 1.2593 | 2.196 | 16383.1 | 0.9276 | 2.957 | 20489.2 | 0.7981 | 2.017 | 13746.3 | 1.2 | 2.686 | 4477 | 1.2 | 28 | 46665.3 | 1.2001 | 5 | 8412.7 | 1.2001 | 10.8 | 18059.4 | 0.2 | Water Injection | Low Ozone Season Rate | 0.4228 | 0.4228 | 1.8 |  |  | 1.8
MA | Waters River | 1678 | 2 | Essex | 1990-11-05 | 485.9 | 43.6 | 42.5428 | -70.9236 | CAIROS, RGGI | Combustion turbine | Pipeline Natural Gas | Diesel Oil | Water Injection | Electric Utility |  | 0.1432 | 1.433 | 20165.5 | 0.0901 | 2.07 | 46039.6 | 0.2491 | 20.872 | 203892.9 | 0.3149 | 14.445 | 118760.2 | 0.4842 | 2.688 | 16917.5 | 0.5101 | 5.193 | 31263.9 | 0.3397 | 2.254 | 25418.4 | 0.2251 | 8.731 | 139553.8 | 0.2692 | 7.3 | 83799.2 | 0.3429 | 9.5 | 83502.4 | 4.7 | Water Injection | Low Ozone Season Rate | 0.0901 | 0.0901 | 2.4 |  |  | 2.4
MA | West Springfield | 1642 | 3 | Hampden | 1957-09-01 | 1350 | 113.6 | 42.0956 | -72.5958 | ARP, NBP | Tangentially-fired | Residual Oil | Pipeline Natural Gas |  | Electric Utility | Electric Services | 0.1704 | 10.861 | 127245.9 | 0.2098 | 12.303 | 122080.275 | 0.1517 | 46.217 | 567610.725 | 0.0935 | 11.319 | 258318.1 | 0.0947 | 9.466 | 220045.675 | 0.0907 | 8.565 | 191566.275 | 0.1349 | 41.514 | 581106.775 | 0.0843 | 22.546 | 574239.925 | 0.0723 | 9.9 | 200107.2 | 0.0401 | 7.7 | 322096.4 | 4 |  | Low Ozone Season Rate | 0.0401 | 0.0401 | 5.5 |  |  | 5.5
MA | West Springfield | 1642 | CTG1 | Hampden | 2002-04-22 | 463 | 60 | 42.0956 | -72.5958 | ARP, CAIROS, RGGI | Combustion turbine | Pipeline Natural Gas | Diesel Oil | Water Injection<br>Selective Catalytic Reduction | Electric Utility |  | 0.0267 | 1.217 | 166003.9 | 0.0686 | 0.883 | 58773 | 0.0415 | 1.016 | 111087.375 | 0.0338 | 2.959 | 389266.375 | 0.0357 | 2.894 | 346368 | 0.0317 | 2.588 | 328557.15 | 0.0476 | 1.777 | 201721.325 | 0.0507 | 2.757 | 332480.15 | 0.0573 | 1.6 | 110753.2 | 0.0353 | 2 | 194807.2 | 6.5 | Water Injection<br>Selective Catalytic Reduction | Existing SCR | 0.0267 | 0.0267 | 0.7 |  |  | 0.7
MA | West Springfield | 1642 | CTG2 | Hampden | 2002-04-22 | 463 | 60 | 42.0956 | -72.5958 | ARP, CAIROS, RGGI | Combustion turbine | Pipeline Natural Gas | Diesel Oil | Water Injection<br>Selective Catalytic Reduction | Electric Utility |  | 0.0876 | 0.629 | 66122.55 | 0.0871 | 0.607 | 34522.85 | 0.0369 | 1.35 | 154526.4 | 0.0485 | 2.029 | 296557.875 | 0.054 | 2.94 | 305216.225 | 0.1546 | 20.024 | 314400.1 | 0.0436 | 2.237 | 243259 | 0.1884 | 21.661 | 260943.175 | 0.0576 | 3 | 177171.9 | 0.047 | 2.6 | 183965.9 | 10.4 | Water Injection<br>Selective Catalytic Reduction | Existing SCR | 0.0369 | 0.0369 | 1.9 |  |  | 1.9
MD | Brandon Shores | 602 | 1 | Anne Arundel | 1984-05-15 | 8000 | 685 | 39.1792 | -76.5383 | ARP, NBP | Dry bottom wall-fired boiler | Coal |  | Low NOx Burner Technology w/ Overfire Air<br>Selective Catalytic Reduction | Electric Utility |  | 0.1318 | 1025.521 | 16300000 | 0.1332 | 908.537 | 16000000 | 0.0813 | 666.438 | 19000000 | 0.0921 | 616.123 | 15800000 | 0.0589 | 397.465 | 14800000 | 0.0873 | 715.473 | 17300000 | 0.078 | 359.685 | 9945645.105 | 0.0969 | 578.802 | 13200000 | 0.1057 | 613.8 | 14600000 | 0.1079 | 726.8 | 16200000 | 49.6 | SCR | Existing SCR | 0.0589 | 0.0589 | 342 |  |  | 342
MD | Brandon Shores | 602 | 2 | Anne Arundel | 1991-05-28 | 8000 | 685 | 39.1792 | -76.5383 | ARP, NBP | Dry bottom wall-fired boiler | Coal |  | Low NOx Burner Technology w/ Overfire Air<br>Selective Catalytic Reduction | Electric Utility |  | 0.0972 | 846.844 | 18100000 | 0.0922 | 784.689 | 18000000 | 0.0828 | 693.876 | 18300000 | 0.089 | 772.553 | 18800000 | 0.1039 | 997.44 | 20100000 | 0.1017 | 855.828 | 18100000 | 0.1247 | 900.962 | 15800000 | 0.1077 | 760.01 | 15400000 | 0.1076 | 762.2 | 15800000 | 0.1327 | 892.2 | 14300000 | 53.8 | SCR | Existing SCR | 0.0828 | 0.0828 | 586.5 |  |  | 586.5
MD | C P Crane | 1552 | 1 | Baltimore | 1961-07-18 | 2500 | 190.4 | 39.3269 | -76.365 | ARP, NBP | Cyclone boiler | Coal |  | Overfire Air<br>Combustion Modification/Fuel Reburning | Electric Utility | Electric Services | 0.4606 | 902.107 | 3975453.5 | 0.3924 | 829.002 | 4242249.075 | 0.4094 | 843.129 | 4137939.675 | 0.4583 | 900.416 | 3937084.775 | 0.4318 | 923.759 | 4433480.15 | 0.4537 | 1066.837 | 4673552.613 | 0.3422 | 522.57 | 3003820.558 | 0.5612 | 726.566 | 2343409.631 | 0.4185 | 688.9 | 3274369.7 | 0.4 | 573.7 | 2791404.5 | 35.7 |  | New SCR | 0.3422 | 0.06 | 98.8 |  |  | 98.8
MD | C P Crane | 1552 | 2 | Baltimore | 1963-02-18 | 2500 | 209.4 | 39.3269 | -76.365 | ARP, NBP | Cyclone boiler | Coal |  | Overfire Air<br>Combustion Modification/Fuel Reburning | Electric Utility | Electric Services | 0.4416 | 1141.546 | 5181717 | 0.4106 | 894.284 | 4372896.075 | 0.4067 | 1114.776 | 5417665.9 | 0.4829 | 926.402 | 3809608.525 | 0.4145 | 1075.712 | 5179781.2 | 0.4055 | 703.046 | 3481473.12 | 0.3041 | 388.944 | 2485601.753 | 0.4499 | 653.293 | 2807389.405 | 0.386 | 811 | 3901105.5 | 0.3763 | 668.9 | 3265344.8 | 42.5 |  | New SCR | 0.3041 | 0.06 | 126.1 |  |  | 126.1
MD | Chalk Point | 1571 | 1 | Prince George's | 1964-08-01 | 3130 | 364 | 38.5444 | -76.6861 | ARP, NBP | Dry bottom wall-fired boiler | Coal | Pipeline Natural Gas | Low NOx Burner Technology (Dry Bottom only)<br>Overfire Air | Electric Utility | Electric Services | 0.4024 | 1634.628 | 7979021.662 | 0.4119 | 1848.901 | 8879092.686 | 0.4169 | 2156.498 | 10300000 | 0.4492 | 2286.981 | 10200000 | 0.4004 | 2064.451 | 10200000 | 0.1575 | 752.491 | 9519786.254 | 0.1856 | 848.853 | 9065007.5 | 0.166 | 766.835 | 9340251.587 | 0.1695 | 529.2 | 6335675.6 | 0.1864 | 518 | 5731900.3 | 55.1 | SCR | Existing SCR | 0.1575 | 0.1575 | 491.7 |  |  | 491.7
MD | Chalk Point | 1571 | 2 | Prince George's | 1965-03-01 | 3130 | 364 | 38.5444 | -76.6861 | ARP, NBP | Dry bottom wall-fired boiler | Coal | Pipeline Natural Gas | Low NOx Burner Technology (Dry Bottom only)<br>Overfire Air | Electric Utility | Electric Services | 0.4122 | 1483.483 | 7167540.638 | 0.4136 | 2022.897 | 9668132.114 | 0.4217 | 1881.665 | 8823890.11 | 0.4454 | 1772.347 | 7926789.113 | 0.4014 | 1850.06 | 9150975.281 | 0.1969 | 939.204 | 9368765.836 | 0.1927 | 924.088 | 9390596.683 | 0.1951 | 1012.279 | 10400000 | 0.2261 | 988.4 | 8651988.5 | 0.2167 | 408.6 | 3580333.8 | 75.3 | SNCR | New SCR | 0.1927 | 0.09635 | 421.2 |  |  | 421.2
MD | Chalk Point | 1571 | 3 | Prince George's | 1975-06-01 | 7366 | 659 | 38.5444 | -76.6861 | ARP, NBP | Tangentially-fired | Residual Oil | Pipeline Natural Gas |  | Electric Utility | Electric Services | 0.2342 | 956.958 | 7056402.365 | 0.2421 | 1198.428 | 8874094.637 | 0.2485 | 1409.505 | 10500000 | 0.1164 | 244.394 | 3560261.766 | 0.0922 | 188.942 | 3401229.174 | 0.1078 | 93.916 | 1475788.884 | 0.0813 | 73.093 | 1312033.361 | 0.1035 | 327.081 | 5086967.327 | 0.11 | 263.9 | 3784163.8 | 0.106 | 613.6 | 9504116.8 | 14 |  | Low Ozone Season Rate | 0.0813 | 0.0813 | 195.1 |  |  | 195.1
MD | Chalk Point | 1571 | 4 | Prince George's | 1981-12-01 | 9817 | 659 | 38.5444 | -76.6861 | ARP, NBP | Tangentially-fired | Residual Oil | Pipeline Natural Gas | Overfire Air | Electric Utility | Electric Services | 0.2101 | 526.803 | 4166662.807 | 0.2239 | 784.202 | 5923287.288 | 0.2108 | 794.373 | 6650752.167 | 0.1261 | 302.702 | 3921899.067 | 0.0891 | 160.2 | 2832916.047 | 0.0967 | 117.567 | 2051640.562 | 0.0963 | 99.92 | 1555955.254 | 0.1039 | 445.456 | 6755196.997 | 0.1041 | 327.2 | 4797821.3 | 0.0912 | 603.7 | 10600000 | 13.3 |  | Low Ozone Season Rate | 0.0891 | 0.0891 | 280 |  |  | 280
MD | Chalk Point | 1571 | **GT3 | Prince George's | 1991-06-01 | 1187 | 103 | 38.5444 | -76.6861 | ARP, CAIRNOX, CAIROS, CAIRSO2, RGGI, TRNOX, TRNOXOS, TRSO2G1 | Combustion turbine | Pipeline Natural Gas | Diesel Oil | Water Injection | Electric Utility |  | 0.1138 | 13.897 | 243770.351 | 0.1366 | 11.264 | 162695.017 | 0.0815 | 20.419 | 508811.426 | 0.0844 | 8.466 | 204834.194 | 0.096 | 9.431 | 199493.673 | 0.1015 | 6.565 | 128756.804 | 0.0967 | 1.745 | 37031.558 | 0.087 | 5.438 | 127823.665 | 0.0873 | 6.5 | 147354.7 | 0.0544 | 3 | 112132.5 | 3.4 | Water Injection | Low Ozone Season Rate | 0.0544 | 0.0544 | 4 |  |  | 4
MD | Chalk Point | 1571 | **GT4 | Prince George's | 1991-06-01 | 1187 | 103 | 38.5444 | -76.6861 | ARP, CAIRNOX, CAIROS, CAIRSO2, RGGI, TRNOX, TRNOXOS, TRSO2G1 | Combustion turbine | Pipeline Natural Gas | Diesel Oil | Water Injection | Electric Utility |  | 0.1252 | 14.836 | 233258.443 | 0.1479 | 13.06 | 170561.898 | 0.0715 | 19.34 | 547334.762 | 0.0728 | 7.798 | 216270.277 | 0.109 | 11.244 | 202309.438 | 0.1055 | 6.447 | 118425.47 | 0.0725 | 1.551 | 42417.176 | 0.0682 | 5.051 | 146655.616 | 0.0711 | 3.6 | 103259.2 | 0.0813 | 4.4 | 104537.3 | 2.4 | Water Injection | Low Ozone Season Rate | 0.0682 | 0.0682 | 3.5 |  |  | 3.5
MD | Chalk Point | 1571 | **GT5 | Prince George's | 1991-06-01 | 1354 | 125 | 38.5444 | -76.6861 | ARP, CAIRNOX, CAIROS, CAIRSO2, RGGI, TRNOX, TRNOXOS, TRSO2G1 | Combustion turbine | Pipeline Natural Gas | Diesel Oil | Water Injection | Electric Utility |  | 0.1044 | 15.689 | 307545.311 | 0.1668 | 24.364 | 290315.324 | 0.0254 | 7.039 | 564763.3 | 0.0414 | 5.671 | 271471.133 | 0.0985 | 13.831 | 285511.879 | 0.0885 | 7.579 | 169222.166 | 0.08 | 3.135 | 78118.688 | 0.0725 | 7.53 | 207816.734 | 0.0876 | 7.6 | 146237.6 | 0.0761 | 5 | 132359.2 | 2.9 | Water Injection | Low Ozone Season Rate | 0.0254 | 0.0254 | 2.2 |  |  | 2.2
MD | Chalk Point | 1571 | **GT6 | Prince George's | 1991-06-01 | 1354 | 125 | 38.5444 | -76.6861 | ARP, CAIRNOX, CAIROS, CAIRSO2, RGGI, TRNOX, TRNOXOS, TRSO2G1 | Combustion turbine | Pipeline Natural Gas | Diesel Oil | Water Injection | Electric Utility |  | 0.1266 | 24.344 | 381646.376 | 0.1838 | 17.956 | 198820.254 | 0.0579 | 21.067 | 721615.755 | 0.0659 | 9.487 | 287094.286 | 0.1023 | 9.014 | 177723.559 | 0.08 | 5.095 | 123165.776 | 0.06 | 2.708 | 91024.998 | 0.0563 | 7.374 | 263113.41 | 0.0632 | 6 | 185031.5 | 0.0761 | 7.3 | 191494.8 | 3.7 | Water Injection | Low Ozone Season Rate | 0.0563 | 0.0563 | 5.4 |  |  | 5.4
MD | Chalk Point | 1571 | GT2 | Prince George's | 1974-06-01 | 420 | 35 | 38.5444 | -76.6861 | CAIRNOX, CAIROS, CAIRSO2, RGGI, TRNOX, TRNOXOS, TRSO2G1 | Combustion turbine | Diesel Oil |  | Dry Low NOx Burners | Electric Utility |  | 1.2 | 2.772 | 4620 | 1.2 | 11.844 | 19740 | 1.2 | 60.228 | 100380 | 1.2 | 22.932 | 38220 | 2.288 | 51.373 | 44906.475 | 0.9891 | 14.261 | 28798.165 | 0.8703 | 0.387 | 703.467 | 0.8978 | 6.496 | 13426.624 | 0.868 | 4.1 | 8589.8 | 1.0461 | 0.6 | 1214 | 0.6 | Dry Low NOx Burners | Low Ozone Season Rate | 0.868 | 0.868 | 4.1 |  |  | 4.1
MD | Chalk Point | 1571 | SMECO | Prince George's | 1990-06-01 | 940 | 94 | 38.5444 | -76.6861 | CAIRNOX, CAIROS, CAIRSO2, RGGI, TRNOX, TRNOXOS, TRSO2G1 | Combustion turbine | Pipeline Natural Gas | Diesel Oil | Water Injection | Electric Utility |  | 0.2201 | 15.619 | 144305.5 | 0.256 | 12.441 | 97200.5 | 0.1505 | 33.197 | 445826.8 | 0.1334 | 9.168 | 137703.4 | 0.1684 | 22.98 | 236760.2 | 0.1806 | 8.833 | 103511.3 | 0.1241 | 0.133 | 2154.6 | 0.7206 | 2.464 | 6804.7 | 0.7607 | 35.6 | 95240.7 | 0.5647 | 22.3 | 79266.9 | 2.8 | Water Injection | Low Ozone Season Rate | 0.1241 | 0.1241 | 5.8 |  |  | 5.8
MD | Dickerson | 1572 | 1 | Montgomery | 1959-06-01 | 1646 | 196 | 39.2086 | -77.4644 | ARP, NBP | Tangentially-fired | Coal |  | Low NOx Burner Technology w/ Closed-coupled OFA | Electric Utility |  | 0.4248 | 836.185 | 3784001.538 | 0.2969 | 723.012 | 4902778.954 | 0.2807 | 675.774 | 4902779.996 | 0.2696 | 637.671 | 4741949.666 | 0.2924 | 628.394 | 4340162.966 | 0.2733 | 359.627 | 2674882.758 | 0.2768 | 489.093 | 3565812.953 | 0.2483 | 559.061 | 4532690.272 | 0.2552 | 273.1 | 2189204 | 0.2578 | 263 | 2029323.8 | 36.2 |  | New SNCR | 0.2483 | 0.14898 | 159.5 |  |  | 159.5
MD | Dickerson | 1572 | 2 | Montgomery | 1960-04-01 | 1646 | 196 | 39.2086 | -77.4644 | ARP, NBP | Tangentially-fired | Coal |  | Low NOx Burner Technology w/ Closed-coupled OFA (Retired Jun 30, 2003)<br>Low NOx Burner Technology w/ Separated OFA (Began Jul 01, 2003) | Electric Utility |  | 0.2942 | 561.146 | 3838294.797 | 0.2956 | 752.642 | 5141961.766 | 0.28 | 697.742 | 5061162.626 | 0.2682 | 595.591 | 4449075.228 | 0.2858 | 723.948 | 5125821.436 | 0.2719 | 492.946 | 3712567.098 | 0.2813 | 412.755 | 2956700.034 | 0.2494 | 568.237 | 4602250.98 | 0.2533 | 312.3 | 2507342.7 | 0.2571 | 227.6 | 1764327 | 41.5 |  | New SCR | 0.2494 | 0.06 | 74 |  |  | 74
MD | Dickerson | 1572 | 3 | Montgomery | 1962-03-01 | 1646 | 196 | 39.2086 | -77.4644 | ARP, NBP | Tangentially-fired | Coal |  | Low NOx Burner Technology w/ Closed-coupled OFA (Retired Jun 30, 2003)<br>Low NOx Burner Technology w/ Separated OFA | Electric Utility |  | 0.298 | 495.634 | 3257506.406 | 0.2642 | 617.444 | 4772015.664 | 0.2793 | 715.718 | 5201230.623 | 0.2689 | 697.136 | 5198218.689 | 0.2849 | 711.611 | 5038922.583 | 0.2717 | 599.292 | 4482937.552 | 0.2741 | 545.864 | 4014082.305 | 0.2495 | 555.647 | 4486597.702 | 0.2497 | 344.8 | 2793619.3 | 0.2532 | 269.5 | 2117318.9 | 46.2 |  | New SCR | 0.2495 | 0.06 | 82.8 |  |  | 82.8
MD | Dickerson | 1572 | GT2 | Montgomery | 1992-06-01 | 1825 | 163 | 39.2086 | -77.4644 | ARP, CAIRNOX, CAIROS, CAIRSO2, RGGI, TRNOX, TRNOXOS, TRSO2G1 | Combustion turbine | Pipeline Natural Gas | Diesel Oil | Water Injection | Electric Utility |  | 0.1405 | 45.52 | 632519.042 | 0.1396 | 35.599 | 501043.491 | 0.1252 | 30.955 | 462389.15 | 0.1343 | 25.533 | 372263.019 | 0.1113 | 23.612 | 420014.762 | 0.1198 | 7.229 | 121242.752 | 0.101 | 2.648 | 52444.622 | 0.1017 | 14.041 | 275941.748 | 0.1017 | 5.3 | 104323.8 | 0.1132 | 23.3 | 411209.3 | 1.6 | Water Injection | Low Ozone Season Rate | 0.101 | 0.101 | 5.2 |  |  | 5.2
MD | Dickerson | 1572 | GT3 | Montgomery | 1993-06-01 | 1825 | 163 | 39.2086 | -77.4644 | ARP, CAIRNOX, CAIROS, CAIRSO2, RGGI, TRNOX, TRNOXOS, TRSO2G1 | Combustion turbine | Pipeline Natural Gas | Diesel Oil | Water Injection | Electric Utility |  | 0.1159 | 44.518 | 774588.279 | 0.1156 | 41.876 | 731527.639 | 0.1283 | 27.808 | 434316.716 | 0.1032 | 17.923 | 351007.657 | 0.102 | 17.722 | 360509.479 | 0.1408 | 1.241 | 17395.66 | 0.0996 | 3.939 | 80315.935 | 0.0997 | 20.221 | 411570.961 | 0.1144 | 6.5 | 111765.8 | 0.1169 | 9.3 | 158888.9 | 1.7 | Water Injection | Low Ozone Season Rate | 0.0996 | 0.0996 | 5.6 |  |  | 5.6
MD | Gould Street | 1553 | 3 | Baltimore (City) | 1952-12-15 | 1085 | 103.5 | 39.2661 | -76.6042 | NBP, ARP | Dry bottom wall-fired boiler | Other Oil | Pipeline Natural Gas |  | Electric Utility | Electric Services | [15 empty] | 0.0807 | 20.369 | 389829.003 | 0.0727 | 4.666 | 91346.392 | 0.0865 | 17.313 | 305288.561 | 0.0856 | 15.6 | 311300.9 | 0.0773 | 23.3 | 488545.8 | 7.8 |  | Low Ozone Season Rate | 0.0727 | 0.0727 | 13.2 |  |  | 13.2
MD | Herbert A Wagner | 1554 | 1 | Anne Arundel | 1955-12-01 | 1504 | 132.8 | 39.1781 | -76.5268 | ARP, NBP | Dry bottom wall-fired boiler | Other Oil | Pipeline Natural Gas |  | Electric Utility | Electric Services | 0.2203 | 84.49 | 562512.7 | 0.2415 | 160.046 | 1068034.3 | 0.2374 | 170.709 | 1153786.325 | 0.1518 | 43.601 | 490590.6 | 0.093 | 64.712 | 792176.575 | 0.062 | 33.617 | 506692.475 | 0.0631 | 8.824 | 124565.758 | 0.0767 | 19.06 | 249181.492 | 0.1004 | 36.9 | 441204.5 | 0.106 | 47.8 | 584710.9 | 8 |  | Low Ozone Season Rate | 0.062 | 0.062 | 22.8 |  |  | 22.8
MD | Herbert A Wagner | 1554 | 2 | Anne Arundel | 1958-12-01 | 2013 | 136 | 39.1781 | -76.5268 | ARP, NBP | Dry bottom wall-fired boiler | Coal |  | Low NOx Burner Technology (Dry Bottom only) | Electric Utility | Electric Services | 0.4147 | 771.668 | 3561285.95 | 0.419 | 926.675 | 4263744.925 | 0.4324 | 920.221 | 4164483.425 | 0.4396 | 877.521 | 3778377.9 | 0.3995 | 768.925 | 3712284.4 | 0.4455 | 726.036 | 3060996.5 | 0.316 | 414.331 | 2618976.317 | 0.3777 | 585.409 | 2737278.559 | 0.3582 | 516 | 2768219.8 | 0.3896 | 475.1 | 2190246.6 | 37.5 | SNCR | New SCR | 0.316 | 0.158 | 227.6 |  |  | 227.6
MD | Herbert A Wagner | 1554 | 3 | Anne Arundel | 1966-06-01 | 2740 | 359 | 39.1781 | -76.5268 | ARP, NBP | Dry bottom wall-fired boiler | Coal |  | Low NOx Burner Technology w/ Overfire Air<br>Selective Catalytic Reduction | Electric Utility | Electric Services | 0.0789 | 265.265 | 7023290.975 | 0.0728 | 270.364 | 8169305.25 | 0.0907 | 359.52 | 8251132.175 | 0.0749 | 247.736 | 7019841.9 | 0.0718 | 326.985 | 9561629.225 | 0.1157 | 327.302 | 5969831.575 | 0.0676 | 210.998 | 6540945.019 | 0.0607 | 189.478 | 6628429.009 | 0.0697 | 204.2 | 6465260.9 | 0.0683 | 154.7 | 4907557.7 | 64.3 | SCR | Existing SCR | 0.0607 | 0.0607 | 177.9 |  |  | 177.9
MD | Herbert A Wagner | 1554 | 4 | Anne Arundel | 1972-06-01 | 4200 | 414.7 | 39.1781 | -76.5268 | ARP, NBP | Dry bottom wall-fired boiler | Other Oil | Pipeline Natural Gas |  | Electric Utility | Electric Services | 0.2777 | 414.727 | 2244522.325 | 0.2353 | 594.098 | 4055277.1 | 0.2274 | 525.199 | 3878841.7 | 0.2671 | 146.988 | 1020862.125 | 0.1988 | 175.844 | 1453952.3 | 0.1793 | 106.215 | 1011013.175 | 0.1962 | 14.606 | 102196.451 | 0.2017 | 55.504 | 431321.698 | 0.2395 | 49.5 | 348684.1 | 0.1489 | 12.9 | 116150.9 | 2.3 |  | New SCR | 0.1489 | 0.06 | 12.4 |  |  | 12.4
MD | Morgantown | 1573 | 1 | Charles | 1970-06-01 | 6465 | 626 | 38.3592 | -76.9767 | ARP, NBP | Tangentially-fired | Coal | Residual Oil | Low NOx Burner Technology w/ Closed-coupled/Separated OFA | Electric Utility | Electric Services | 0.365 | 2897.291 | 15400000 | 0.3572 | 2075.196 | 11100000 | 0.3788 | 2417.617 | 12400000 | 0.3864 | 2733.259 | 13900000 | 0.0652 | 303.277 | 10300000 | 0.0444 | 313.035 | 14500000 | 0.0506 | 333.604 | 13000000 | 0.042 | 352.718 | 16800000 | 0.0419 | 244.7 | 12700000 | 0.0319 | 152.2 | 9460189.5 | 53.4 | SCR | Existing SCR | 0.0319 | 0.0319 | 186.3 |  |  | 186.3
MD | Morgantown | 1573 | 2 | Charles | 1971-06-01 | 6465 | 626 | 38.3592 | -76.9767 | ARP, NBP | Tangentially-fired | Coal | Residual Oil | Low NOx Burner Technology w/ Closed-coupled/Separated OFA | Electric Utility | Electric Services | 0.3541 | 2442.017 | 13500000 | 0.3617 | 2759.033 | 14700000 | 0.3342 | 2469.276 | 14400000 | 0.3452 | 2740.127 | 15600000 | 0.3219 | 2724.085 | 16500000 | 0.0532 | 313.139 | 13400000 | 0.0549 | 361.133 | 13400000 | 0.0336 | 264.956 | 16200000 | 0.0309 | 233.3 | 15100000 | 0.0312 | 194.7 | 13000000 | 63.6 | SCR | Existing SCR | 0.0309 | 0.0309 | 233.3 |  |  | 233.3
MD | Morgantown | 1573 | GT3 | Charles | 1973-06-01 | 705 | 65 | 38.3592 | -76.9767 | CAIRNOX, CAIROS, CAIRSO2, RGGI, TRNOX, TRNOXOS, TRSO2G1 | Combustion turbine | Diesel Oil |  |  | Electric Utility |  | 0.631 | 9.242 | 29294.2 | 0.5851 | 13.077 | 45259.6 | 0.4748 | 57.656 | 242865.6 | 0.475 | 18.684 | 78669.8 | 1.2948 | 91.902 | 145526.827 | 0.6221 | 22.549 | 68615.836 | 0.4886 | 1.283 | 4296.389 | 0.6303 | 15.193 | 45663.256 | 0.6603 | 11.4 | 32938.6 | 0.5797 | 3.3 | 11370.6 | 1.3 | None Reported | Water Injection | 0.4748 | 0.28488 | 4.9 |  |  | 4.9
MD | Morgantown | 1573 | GT4 | Charles | 1973-06-01 | 690 | 65 | 38.3592 | -76.9767 | CAIRNOX, CAIROS, CAIRSO2, RGGI, TRNOX, TRNOXOS, TRSO2G1 | Combustion turbine | Diesel Oil |  |  | Electric Utility |  | 0.631 | 9.331 | 29576.2 | 0.5932 | 12.316 | 41978.4 | 0.474 | 50.675 | 213827 |  |  |  | 0.7961 | 46.816 | 118277.28 | 0.6494 | 29.654 | 87934.704 | 0.6159 | 1.981 | 6061.989 | 0.6284 | 16.677 | 49720.87 | 0.6221 | 11 | 33340.3 | 0.5833 | 3.1 | 10633 | 1.3 | None Reported | Water Injection | 0.474 | 0.2844 | 5 |  |  | 5
MD | Morgantown | 1573 | GT5 | Charles | 1973-06-01 | 670 | 65 | 38.3592 | -76.9767 | CAIRNOX, CAIROS, CAIRSO2, RGGI, TRNOX, TRNOXOS, TRSO2G1 | Combustion turbine | Diesel Oil |  |  | Electric Utility |  | 0.6311 | 10.494 | 33262.7 | 0.6072 | 11.547 | 37896.1 | 0.474 | 61.377 | 258991.5 | 0.474 | 24.387 | 102895.7 | 0.6516 | 54.473 | 163780.902 | 0.6645 | 24.615 | 71775.513 | 0.6388 | 1.411 | 4254.69 | 0.6299 | 12.955 | 39522.816 | 0.6531 | 9.8 | 28097 | 0.5838 | 1.7 | 5670 | 1.1 | None Reported | Water Injection | 0.474 | 0.2844 | 4.3 |  |  | 4.3
MD | Morgantown | 1573 | GT6 | Charles | 1973-06-01 | 654 | 65 | 38.3592 | -76.9767 | CAIRNOX, CAIROS, CAIRSO2, RGGI, TRNOX, TRNOXOS, TRSO2G1 | Combustion turbine | Diesel Oil |  |  | Electric Utility |  | 0.6311 | 10.444 | 33100.7 | 0.5813 | 17.301 | 60854.8 | 0.46 | 59.044 | 256716.4 | 0.46 | 21.434 | 93192 | 0.5614 | 56.392 | 201514.948 | 0.5425 | 28.381 | 101970.137 | 0.4878 | 2.075 | 7172.63 | 0.5358 | 11.913 | 43417.001 | 0.5179 | 7.3 | 26101.1 | 0.5974 | 1.7 | 5559.9 | 1.1 | None Reported | Water Injection | 0.46 | 0.276 | 3.9 |  |  | 3.9
MD | Perryman | 1556 | **51 | Harford | 1995-06-01 | 1900 | 192 | 39.4422 | -76.2208 | ARP, CAIRNOX, CAIROS, CAIRSO2, RGGI, TRNOX, TRNOXOS, TRSO2G1 | Combustion turbine | Pipeline Natural Gas | Diesel Oil | Water Injection | Electric Utility |  | 0.1961 | 32.156 | 332508.875 | 0.1948 | 48.496 | 509557.275 | 0.0699 | 16.067 | 515450.95 | 0.0944 | 24.634 | 558923.375 | 0.0916 | 8.903 | 219252.5 | 0.0706 | 24.541 | 773965.55 | 0.0845 | 16.326 | 422987.244 | 0.1642 | 27.787 | 352938.857 | 0.0531 | 8.4 | 365417.9 | 0.0538 | 24.4 | 995146 | 5.2 | Water Injection | Low Ozone Season Rate | 0.0531 | 0.0531 | 8.4 |  |  | 8.4
MD | Perryman | 1556 | CT1 | Harford | 1972-01-11 | 755 | 53.1 | 39.4422 | -76.2208 | CAIRNOX, CAIROS, CAIRSO2, RGGI, TRNOX, TRNOXOS, TRSO2G1 | Combustion turbine | Diesel Oil |  |  | Electric Utility |  | 0.681 | 11.271 | 33101.2 | 0.681 | 9.749 | 28632.3 | 0.557 | 41.272 | 145524.6 | 0.4421 | 13.178 | 58371.3 | 0.4758 | 7.446 | 30215 | 0.4299 | 4.732 | 20398.9 | 0.4234 | 3.039 | 13515.479 | 0.5411 | 21.81 | 73168.749 | 0.7612 | 26.3 | 62773.5 | 0.7054 | 7 | 17822.4 | 2.3 | None Reported | Water Injection | 0.4234 | 0.25404 | 8.8 |  |  | 8.8
MD | Perryman | 1556 | CT2 | Harford | 1972-04-07 | 755 | 53.1 | 39.4422 | -76.2208 | CAIRNOX, CAIROS, CAIRSO2, RGGI, TRNOX, TRNOXOS, TRSO2G1 | Combustion turbine | Diesel Oil |  |  | Electric Utility |  | 0.681 | 15.724 | 46178.7 | 0.681 | 19.623 | 57629 | 0.5442 | 39.586 | 145437.2 | 0.3618 | 9.907 | 53006.9 | 0.363 | 2.518 | 13540.6 | 0.3398 | 3.383 | 18555.9 | 0.3594 | 2.122 | 10521.092 | 0.4425 | 17.052 | 70580.743 | 0.6872 | 23.4 | 61212.9 | 0.6114 | 5.4 | 15478.7 | 2.2 | None Reported | Water Injection | 0.3398 | 0.20388 | 6.9 |  |  | 6.9
MD | Perryman | 1556 | CT3 | Harford | 1972-04-29 | 755 | 53.1 | 39.4422 | -76.2208 | CAIRNOX, CAIROS, CAIRSO2, RGGI, TRNOX, TRNOXOS, TRSO2G1 | Combustion turbine | Diesel Oil |  |  | Electric Utility |  | 0.681 | 15.438 | 45338.7 | 0.681 | 4.791 | 14070.8 | 0.5769 | 38.569 | 133995.1 | 0.4544 | 12.959 | 56101.1 | 0.4729 | 19.082 | 77902.7 | 0.4256 | 1.972 | 8991.5 | 0.4557 | 1.578 | 6626.327 | 0.5308 | 21.106 | 72704.466 | 0.7498 | 16.6 | 37996.1 | 0.6417 | 3.6 | 9667.8 | 1.4 | None Reported | Water Injection | 0.4256 | 0.25536 | 5.7 |  |  | 5.7
MD | Perryman | 1556 | CT4 | Harford | 1970-09-25 | 755 | 53.1 | 39.4422 | -76.2208 | CAIRNOX, CAIROS, CAIRSO2, RGGI, TRNOX, TRNOXOS, TRSO2G1 | Combustion turbine | Diesel Oil |  |  | Electric Utility |  | 0.681 | 8.366 | 24570.1 | 0.681 | 18.222 | 53515.2 | 0.681 | 9.605 | 28208.9 |  |  |  | 0.7 | 5.431 | 15516.5 | 0.7 | 12.431 | 35516.2 | 1.2 | 4.927 | 8211.558 | 1.2 | 40.015 | 66692.45 | 1.2 | 14.7 | 24465.9 | 1.2 | 7.7 | 12830 | 0.9 | None Reported | Water Injection | 0.681 | 0.4086 | 5 |  |  | 5
MD | R. Paul Smith Power Station | 1570 | 9 | Washington | 1947-01-01 | 470 | 34.5 | 39.595 | -77.8269 | ARP, NBP | Dry bottom wall-fired boiler | Coal |  | Low NOx Burner Technology (Dry Bottom only) | Electric Utility | Electric Services | 0.3273 | 52.231 | 288795.035 | 0.3631 | 35.098 | 174962.194 | 0.4132 | 135.02 | 619731.38 | 0.4193 | 123.621 | 565840.864 | 0.4216 | 175.901 | 791963.822 | 0.4212 | 112.598 | 499107.808 | 0.3579 | 4.369 | 23876.854 | 0.3981 | 76.246 | 366617.828 | 0.3699 | 27.9 | 143823.2 | 0.4055 | 11.7 | 52974.5 | 8.3 |  | New SNCR | 0.3273 | 0.19638 | 14.8 | Shutdown | Gas Combined Cycle Replacement | 0.7 | 27.2
MD | R. Paul Smith Power Station | 1570 | 11 | Washington | 1951-01-01 | 918 | 75 | 39.595 | -77.8269 | ARP, NBP | Tangentially-fired | Coal |  | Low NOx Burner Technology w/ Closed-coupled/Separated OFA | Electric Utility | Electric Services | 0.3524 | 378.983 | 2144541.91 | 0.3048 | 217.759 | 1372295.576 | 0.31 | 314.452 | 1994513.484 | 0.3161 | 341.949 | 2149016.079 | 0.3112 | 387.226 | 2452202.852 | 0.3001 | 236.743 | 1538200.646 | 0.2734 | 30.783 | 198443.059 | 0.304 | 227.691 | 1486590.414 | 0.2607 | 71.6 | 517595.7 | 0.359 | 155.2 | 851683.3 | 15.4 |  | New SNCR | 0.2607 | 0.15642 | 43 | Shutdown | Gas Combined Cycle Replacement | 2.5 | 69.1
MD | Riverside | 1559 | 4 | Baltimore | 1951-09-01 | 1080 | 192 | 39.2369 | -76.5133 | ARP, NBP | Dry bottom wall-fired boiler | Pipeline Natural Gas |  |  | Electric Utility | Electric Services | 0.2887 | 19.192 | 134126.05 | 0.2892 | 4.885 | 33838.175 | 0.3987 | 45.829 | 221566.675 | 0.4209 | 39.637 | 177347.625 | 0.438 | 67.639 | 292561.875 | 0.4052 | 24.85 | 120644.975 | 0.3941 | 5.273 | 26041.632 | 0.5214 | 26.363 | 102287.334 | 0.2141 | 25.6 | 223627.1 | 0.2184 | 35.9 | 321304.7 | 5.6 |  | New SNCR | 0.2141 | 0.12846 | 15.4 |  |  | 15.4
MD | Riverside | 1559 | CT6 | Baltimore | 1970-04-24 | 1851 | 135 | 39.2369 | -76.5133 | CAIRNOX, CAIROS, CAIRSO2, RGGI, TRNOX, TRNOXOS, TRSO2G1 | Combustion turbine | Pipeline Natural Gas | Diesel Oil |  | Electric Utility |  | 0.762 | 8.469 | 22229.4 | 0.762 | 3.296 | 8650.9 | 0.762 | 25.138 | 65980 | 0.2592 | 6.126 | 53061.7 | 0.216 | 13.891 | 128621.5 | 0.216 | 1.546 | 14313 | 0.216 | 2.152 | 19923.2 | 0.216 | 9.673 | 89568.127 | 0.216 | 1.4 | 12637.1 | 0.216 | 0.5 | 4858.4 | 0.2 | None Reported | Water Injection | 0.216 | 0.1296 | 0.8 |  |  | 0.8
MD | Rock Springs Generating Facility | 7835 | 1 | Cecil | 2003-05-21 | 2000 | 198.9 | 39.7183 | -76.1606 | ARP, CAIRNOX, CAIROS, CAIRSO2, RGGI, TRNOX, TRNOXOS, TRSO2G1 | Combustion turbine | Pipeline Natural Gas |  | Dry Low NOx Burners | Electric Utility |  | 0.0352 | 11.48 | 890039.112 | 0.0355 | 6.725 | 520246.083 | 0.0356 | 7.662 | 594976.244 | 0.0333 | 4.183 | 325349.01 | 0.0521 | 3.194 | 201800.714 | 0.0434 | 3.165 | 213761 | 0.0478 | 2.419 | 142164.891 | 0.0359 | 12.727 | 951181.975 | 0.0355 | 7.8 | 568895.5 | 0.0364 | 4.6 | 310132.7 | 7.7 | Dry Low NOx Burners | Low Ozone Season Rate | 0.0333 | 0.0333 | 7.3 |  |  | 7.3
MD | Rock Springs Generating Facility | 7835 | 2 | Cecil | 2003-05-28 | 2000 | 175.9 | 39.7183 | -76.1606 | ARP, CAIRNOX, CAIROS, CAIRSO2, RGGI, TRNOX, TRNOXOS, TRSO2G1 | Combustion turbine | Pipeline Natural Gas |  | Dry Low NOx Burners | Electric Utility |  | 0.035 | 9.843 | 775217.072 | 0.035 | 7.856 | 562000.964 | 0.032 | 5.811 | 508347.47 | 0.0354 | 3.875 | 304247.93 | 0.0448 | 3.734 | 244475.15 | 0.0462 | 5.299 | 322086.782 | 0.0557 | 2.748 | 144592.879 | 0.0398 | 15.2 | 978848.377 | 0.0417 | 9.1 | 577843.4 | 0.0407 | 5 | 314978.2 | 7.9 | Dry Low NOx Burners | Low Ozone Season Rate | 0.032 | 0.032 | 7 |  |  | 7
MD | Rock Springs Generating Facility | 7835 | 3 | Cecil | 2002-11-20 | 2000 | 198.9 | 39.7183 | -76.1606 | ARP, CAIRNOX, CAIROS, CAIRSO2, RGGI, TRNOX, TRNOXOS, TRSO2G1 | Combustion turbine | Pipeline Natural Gas |  | Dry Low NOx Burners | Electric Utility |  | 0.0499 | 8.854 | 552043.371 | 0.051 | 4.477 | 250052.058 | 0.045 | 10.165 | 651692.44 | 0.0437 | 2.846 | 182066.877 | 0.0548 | 5.301 | 272232.929 | 0.0482 | 6.271 | 355354.419 | 0.0473 | 8.466 | 504446.675 | 0.0411 | 20.29 | 1312301.997 | 0.0432 | 13.7 | 803366.2 | 0.044 | 23.4 | 1378080.5 | 10.9 | Dry Low NOx Burners | Low Ozone Season Rate | 0.0411 | 0.0411 | 13.1 |  |  | 13.1
MD | Rock Springs Generating Facility | 7835 | 4 | Cecil | 2002-11-26 | 2000 | 198.9 | 39.7183 | -76.1606 | ARP, CAIRNOX, CAIROS, CAIRSO2, RGGI, TRNOX, TRNOXOS, TRSO2G1 | Combustion turbine | Pipeline Natural Gas |  | Dry Low NOx Burners | Electric Utility |  | 0.0497 | 7.563 | 451271.091 | 0.0511 | 7.325 | 438006.817 | 0.0384 | 9.82 | 712475.042 | 0.0386 | 5.05 | 367919.712 | 0.0456 | 7.854 | 469164.186 | 0.0455 | 8.568 | 485547.831 | 0.0475 | 6.339 | 362198.561 | 0.0406 | 22.682 | 1470650.759 | 0.0422 | 13.3 | 788135.7 | 0.0428 | 22.9 | 1333022.9 | 10.7 | Dry Low NOx Burners | Low Ozone Season Rate | 0.0384 | 0.0384 | 12.1 |  |  | 12.1
MD | Vienna | 1564 | 8 | Dorchester | 1971-12-01 | 2400 | 162 | 38.4878 | -75.8208 | ARP, NBP | Tangentially-fired | Residual Oil |  |  | Electric Utility | Electric Services | 0.2643 | 57.531 | 372042.05 | 0.2419 | 34.862 | 244728.85 | 0.269 | 202.555 | 1357311 | 0.227 | 18.429 | 144720.675 | 0.2626 | 44.957 | 306991.3 | 0.2658 | 41.896 | 297785.35 | 0.1121 | 1.686 | 21503.65 | 0.2464 | 15.086 | 108584.65 | 0.31 | 34.5 | 213766.9 | 0.2722 | 9.6 | 63572.7 | 2.4 |  | New SCR | 0.1121 | 0.06 | 6.7 |  |  | 6.7
MD | Westport | 1560 | CT5 | Baltimore (City) | 1969-02-18 | 2600 | 121.5 | 39.27 | -76.6305 | CAIRNOX, CAIROS, CAIRSO2, RGGI, TRNOX, TRNOXOS, TRSO2G1 | Combustion turbine | Pipeline Natural Gas |  |  | Electric Utility |  | 0.7 | 0.85 | 2427.7 | 0.7 | 3.208 | 9165.4 | 0.7 | 16.027 | 45791.5 | 0.2559 | 11.067 | 86800 | 0.6335 | 82.383 | 259617.5 | 0.7 | 9.384 | 26812.1 |  |  |  | 0.216 | 13.32 | 123331.577 | 0.216 | 0.7 | 6901.3 | 0.216 | 16.5 | 152471.1 | 0.1 | None Reported | Water Injection | 0.216 | 0.1296 | 0.4 |  |  | 0.4
ME | Maine Independence Station | 55068 | 1 | Penobscot | 2000-03-15 | 1937 | 177.8 | 44.8236 | -68.7106 | ARP, RGGI | Combined cycle | Pipeline Natural Gas |  | Dry Low NOx Burners<br>Selective Catalytic Reduction | Electric Utility |  | 0.0322 | 24.655 | 2891676.319 | 0.0192 | 24.356 | 3952082.544 | 0.0172 | 27.332 | 4385391.71 | 0.0204 | 28.67 | 4256900.589 | 0.0281 | 21.448 | 2786882.061 | 0.0322 | 21.519 | 2360955.885 | 0.0211 | 23.469 | 3421074.731 | 0.0135 | 27.211 | 4655535.358 | 0.0167 | 25 | 3931281.4 | 0.0261 | 18 | 2224838 | 55.3 | Dry Low NOx Burners<br>Selective Catalytic Reduction | Existing SCR | 0.0135 | 0.0135 | 20.2 |  |  | 20.2
ME | Maine Independence Station | 55068 | 2 | Penobscot | 2000-03-22 | 1937 | 177.8 | 44.8236 | -68.7106 | ARP, RGGI | Combined cycle | Pipeline Natural Gas |  | Dry Low NOx Burners<br>Selective Catalytic Reduction | Electric Utility |  | 0.0291 | 24.708 | 3162095.091 | 0.0175 | 23.054 | 3771863.272 | 0.0148 | 23.581 | 4188968.538 | 0.0188 | 27.718 | 4397126.579 | 0.0205 | 18.065 | 2658177.995 | 0.021 | 15.987 | 2347486.979 | 0.0186 | 22.616 | 3292549.234 | 0.0136 | 27.375 | 4607487.378 | 0.0151 | 23.8 | 3871676.8 | 0.0198 | 13.3 | 2011030.4 | 54.4 | Dry Low NOx Burners<br>Selective Catalytic Reduction | Existing SCR | 0.0136 | 0.0136 | 21.4 |  |  | 21.4
ME | Mason Steam | 1496 | 3 | Lincoln | 1952-07-01 | 423 | 34.5 | 43.9083 | -69.6667 | ARP | Dry bottom wall-fired boiler | Residual Oil |  | Low NOx Burner Technology (Dry Bottom only) | Electric Utility | Electric Services | [26 empty] | 0 |  |  |  | 0 |  | Not Operating | 0 | 0 | 0 |  |  | 0
ME | Mason Steam | 1496 | 4 | Lincoln | 1952-11-01 | 427 | 34.5 | 43.9083 | -69.6667 | ARP | Dry bottom wall-fired boiler | Residual Oil |  | Low NOx Burner Technology (Dry Bottom only) | Electric Utility | Electric Services | [26 empty] | 0 |  |  |  | 0 |  | Not Operating | 0 | 0 | 0 |  |  | 0
ME | Mason Steam | 1496 | 5 | Lincoln | 1955-06-01 | 443 | 37.5 | 43.9083 | -69.6667 | ARP | Dry bottom wall-fired boiler | Residual Oil |  | Low NOx Burner Technology (Dry Bottom only) | Electric Utility | Electric Services | [26 empty] | 0 |  |  |  | 0 |  | Not Operating | 0 | 0 | 0 |  |  | 0
ME | Rumford Power | 55100 | 1 | Oxford | 2000-07-06 | 1975 | 179.4 | 44.5303 | -70.5219 | ARP, RGGI | Combined cycle | Pipeline Natural Gas |  | Selective Catalytic Reduction | Electric Utility |  | 0.0141 | 25.172 | 4153417.45 | 0.0154 | 35.227 | 5067959.2 | 0.0237 | 24.521 | 3049340.35 | 0.0275 | 20.21 | 2292779 | 0.0205 | 19.529 | 2547184.549 | 0.0146 | 26.413 | 4037173.555 | 0.0162 | 12.718 | 1958172.962 | 0.0274 | 28.099 | 3135976.45 | 0.0209 | 13.4 | 1806754 | 0.0251 | 19.6 | 2278790.8 | 24.9 | Selective Catalytic Reduction | Existing SCR | 0.0141 | 0.0141 | 9 |  |  | 9
ME | Westbrook Energy Center | 55294 | 1 | Cumberland | 2001-02-28 | 3850.2 | 184.2 | 43.6576 | -70.3772 | ARP, RGGI | Combined cycle | Pipeline Natural Gas |  | Selective Catalytic Reduction | Electric Utility |  | 0.0091 | 19.149 | 4563311.634 | 0.0088 | 20.778 | 5071023.45 | 0.0083 | 23.532 | 5742312.85 | 0.01 | 21.698 | 4666524.821 | 0.0136 | 21.116 | 4076795.797 | 0.0128 | 18.382 | 3947396.499 | 0.017 | 19.344 | 3558096.108 | 0.0198 | 25.547 | 4320561.278 | 0.0222 | 21.6 | 3279801.9 | 0.0115 | 18 | 3851930.8 | 23.2 | Selective Catalytic Reduction | Existing SCR | 0.0083 | 0.0083 | 8.1 |  |  | 8.1
ME | Westbrook Energy Center | 55294 | 2 | Cumberland | 2001-02-28 | 3850.2 | 184.2 | 43.6576 | -70.3772 | ARP, RGGI | Combined cycle | Pipeline Natural Gas |  | Selective Catalytic Reduction | Electric Utility |  | 0.0089 | 22.882 | 5483591.806 | 0.0096 | 22.41 | 5155566.782 | 0.0084 | 24.882 | 6076913.912 | 0.0102 | 23.796 | 5031226.04 | 0.0128 | 19.635 | 4124999.65 | 0.015 | 20.683 | 4051349.344 | 0.0225 | 21.543 | 3398931.359 | 0.0156 | 24.82 | 4842507.695 | 0.0267 | 26.5 | 3614737 | 0.0167 | 16.9 | 3233961 | 25.6 | Selective Catalytic Reduction | Existing SCR | 0.0084 | 0.0084 | 8.3 |  |  | 8.3
ME | William F Wyman | 1507 | 1 | Cumberland | 1957-01-01 | 630 | 50 | 43.75 | -70.1569 | ARP | Dry bottom wall-fired boiler | Residual Oil |  | Low NOx Burner Technology (Dry Bottom only) | Electric Utility | Electric Services | 0.2137 | 2.957 | 18598.986 | 0.1771 | 2.954 | 22826.314 | 0.2544 | 11.555 | 77222.764 | 0.199 | 4.259 | 33954.9 | 0.1665 | 3.598 | 33587.277 | 0.1804 | 4.124 | 33872.83 | 0.1375 | 2.577 | 27584.264 | 0.1985 | 14.391 | 115087.414 | 0.1831 | 4.9 | 43947.5 | 0.1718 | 7.3 | 73216.7 | 1.9 |  | New SNCR | 0.1375 | 0.0825 | 2.2 |  |  | 2.2
ME | William F Wyman | 1507 | 2 | Cumberland | 1958-01-01 | 630 | 50 | 43.75 | -70.1569 | ARP | Dry bottom wall-fired boiler | Residual Oil |  | Low NOx Burner Technology (Dry Bottom only) | Electric Utility | Electric Services | 0.2054 | 2.785 | 18312.552 | 0.2167 | 2.993 | 23509.774 | 0.2318 | 13.801 | 106949.823 | 0.1756 | 3.379 | 29512.755 | 0.1931 | 3.63 | 29169.357 | 0.1733 | 4.596 | 41425.458 | 0.1916 | 2.667 | 20990.639 | 0.2138 | 14.855 | 112760.097 | 0.2442 | 4.8 | 34460.7 | 0.2046 | 5.4 | 42491 | 1.5 |  | New SNCR | 0.1733 | 0.10398 | 2 |  |  | 2
ME | William F Wyman | 1507 | 3 | Cumberland | 1965-01-01 | 1190 | 113.6 | 43.75 | -70.1569 | ARP | Tangentially-fired | Residual Oil |  | Other | Electric Utility | Electric Services | 0.1715 | 40.264 | 448542.089 | 0.1732 | 41.197 | 460385.476 | 0.1553 | 67.782 | 841462.807 | 0.134 | 8.254 | 106985.82 | 0.1186 | 1.937 | 24971.823 | 0.1242 | 7.371 | 98594.9 | 0.1305 | 3.096 | 38940.899 | 0.1301 | 17.563 | 238110.757 | 0.1285 | 3.9 | 54006 | 0.1347 | 4.6 | 60504.6 | 1.2 |  | New SNCR | 0.1186 | 0.07116 | 2.2 |  |  | 2.2
ME | William F Wyman | 1507 | 4 | Cumberland | 1978-12-05 | 6290 | 632.4 | 43.75 | -70.1569 | ARP | Dry bottom wall-fired boiler | Residual Oil |  | Combustion Modification/Fuel Reburning | Electric Utility | Electric Services | 0.1471 | 176.28 | 2115272.536 | 0.1186 | 37.856 | 524556.466 | 0.1322 | 118.21 | 1648492.416 | 0.1245 | 33.041 | 445965.338 | 0.1065 | 41.794 | 568908.602 | 0.1242 | 39.812 | 515554.638 | 0.1373 | 22.699 | 276240.204 | 0.1275 | 65.41 | 856275.244 | 0.1192 | 18.4 | 219242.7 | 0.1323 | 18.4 | 220422.8 | 0.9 |  | New SCR | 0.1065 | 0.06 | 9.3 |  |  | 9.3
MI | 48th Street Peaking Station | 7258 | 9 | Allegan | 2000-04-21 | 910 |  | 42.7553 | -86.0853 | ARP, CAIRNOX, CAIROS, CAIRSO2, TRNOX, TRSO2G1 | Combustion turbine | Pipeline Natural Gas |  | Dry Low NOx Burners | Electric Utility |  | 0.0536 | 3.765 | 199980.999 | 0.1186 | 4.172 | 103189.123 | 0.0807 | 2.172 | 80517.007 | 0.079 | 1.694 | 70077.557 | 0.0496 | 2.553 | 126261.299 | 0.0874 | 1.373 | 46280.052 | 0.0751 | 0.594 | 23722.953 | 0.0482 | 3.89 | 224268.039 | 0.0433 | 1.8 | 112698.6 | 0.0596 | 7.2 | 350589.4 | 3.4 | Dry Low NOx Burners | Low Ozone Season Rate | 0.0433 | 0.0433 | 1.8 |  |  | 1.8
MI | 48th Street Peaking Station | 7258 | **7 | Allegan | 1992-05-01 | 484 |  | 42.7553 | -86.0853 | ARP, CAIRNOX, CAIROS, CAIRSO2, TRNOX, TRSO2G1 | Combustion turbine | Pipeline Natural Gas | Diesel Oil | Water Injection | Electric Utility |  | 0.1014 | 2.125 | 41110.847 | 0.1032 | 3.912 | 72527.59 | 0.1343 | 1.469 | 21125.841 | 0.1238 | 2.536 | 42287.851 | 0.1211 | 1.586 | 25662.425 | 0.1235 | 0.352 | 5897.402 | 0.1027 | 0.549 | 11446.633 | 0.1139 | 5.861 | 102745.158 | 0.1379 | 0.9 | 11866.8 | 0.1268 | 4.4 | 66268.2 | 0.7 | Water Injection | Low Ozone Season Rate | 0.1014 | 0.1014 | 0.7 |  |  | 0.7
MI | 48th Street Peaking Station | 7258 | **8 | Allegan | 1992-06-01 | 484 |  | 42.7553 | -86.0853 | ARP, CAIRNOX, CAIROS, CAIRSO2, TRNOX, TRSO2G1 | Combustion turbine | Pipeline Natural Gas | Diesel Oil | Water Injection | Electric Utility |  | 0.1057 | 2.776 | 52341.898 | 0.1377 | 0.224 | 3223.722 | 0.1137 | 1.897 | 33238.28 | 0.1156 | 2.913 | 51197.198 | 0.1052 | 2.813 | 51946.068 | 0.1099 | 0.726 | 13219.711 | 0.1065 | 0.56 | 11119.973 | 0.1081 | 1.714 | 31894.242 | 0.1129 | 2.7 | 46846.9 | 0.1057 | 2.8 | 52341.9 | 2.6 | Water Injection | Low Ozone Season Rate | 0.1052 | 0.1052 | 2.5 |  |  | 2.5
MI | B C Cobb | 1695 | 1 | Muskegon | 1948-09-01 | 767 | 69 | 43.2542 | -86.2417 | NBP, ARP | Tangentially-fired | Pipeline Natural Gas |  | Low NOx Burner Technology w/ Separated OFA | Electric Utility | Electric Services | 0.0535 | 1.521 | 47189.844 |  |  |  | 0.0638 | 8.035 | 241779.298 | 0.0563 | 1.766 | 55626.046 | 0.0463 | 1.151 | 38466.098 | 0.0358 | 0.048 | 1813.269 | [8 empty] | 0 |  |  |  | 0 |  | Low Ozone Season Rate | 0.0358 | 0.0358 | 0 | Shutdown | Gas Combined Cycle Replacement/No operation 2011 | 0 | 0
MI | B C Cobb | 1695 | 2 | Muskegon | 1948-09-01 | 845 | 69 | 43.2542 | -86.2417 | NBP, ARP | Tangentially-fired | Pipeline Natural Gas |  | Low NOx Burner Technology w/ Separated OFA | Electric Utility | Electric Services | 0.0679 | 1.369 | 47934.998 |  |  |  | 0.0584 | 7.279 | 231898.936 | 0.0567 | 2.483 | 81612.846 | 0.0445 | 1.085 | 40409.273 | 0.0417 | 0.059 | 1892.214 | [8 empty] | 0 |  |  |  | 0 |  | Low Ozone Season Rate | 0.0417 | 0.0417 | 0 | Shutdown | Gas Combined Cycle Replacement/No operation 2011 | 0 | 0
MI | B C Cobb | 1695 | 3 | Muskegon | 1948-09-01 | 841 | 69 | 43.2542 | -86.2417 | NBP, ARP | Tangentially-fired | Pipeline Natural Gas |  | Low NOx Burner Technology w/ Separated OFA | Electric Utility | Electric Services | 0.0337 | 0.3 | 7819.655 |  |  |  | 0.0752 | 8.422 | 209769.549 | 0.0679 | 2.827 | 73958.087 | 0.0611 | 1.377 | 37036.288 | 0.0425 | 0.025 | 1000.132 | [8 empty] | 0 |  |  |  | 0 |  | Low Ozone Season Rate | 0.0337 | 0.0337 | 0 | Shutdown | Gas Combined Cycle Replacement/No operation 2011 | 0 | 0
MI | B C Cobb | 1695 | 4 | Muskegon | 1956-12-01 | 1969 | 156.3 | 43.2542 | -86.2417 | NBP, ARP | Tangentially-fired | Coal | Pipeline Natural Gas |  | Electric Utility | Electric Services | 0.3784 | 943.173 | 5014408.96 | 0.4086 | 842.266 | 4173766.266 | 0.3923 | 927.982 | 4737228.166 | 0.3389 | 427.471 | 2488042.634 | 0.4203 | 1002.441 | 4866754.7 | 0.3778 | 774.373 | 4104647.546 | 0.394 | 793.344 | 4035803.449 | 0.3622 | 857.201 | 4699555.273 | 0.3651 | 635.5 | 3497136.8 | 0.4029 | 601.3 | 3096354.4 | 48.4 |  | New SCR | 0.3389 | 0.06 | 104.4 | Shutdown | Gas Combined Cycle Replacement | 16.6 | 618.9
MI | B C Cobb | 1695 | 5 | Muskegon | 1956-12-01 | 1915 | 156.3 | 43.2542 | -86.2417 | NBP, ARP | Tangentially-fired | Coal | Pipeline Natural Gas | Low NOx Burner Technology w/ Closed-coupled/Separated OFA | Electric Utility | Electric Services | 0.1652 | 452.928 | 5462144.716 | 0.1606 | 349.644 | 4391628.214 | 0.1581 | 445.455 | 5645707.684 | 0.1587 | 394.615 | 4946090.347 | 0.1707 | 446.191 | 5209150.264 | 0.1709 | 360.146 | 4180591.1 | 0.1898 | 340.862 | 3542068.518 | 0.1852 | 393.985 | 4195273.579 | 0.1694 | 312.2 | 3613237 | 0.1746 | 328.2 | 3836068 | 51.4 |  | New SCR | 0.1581 | 0.06 | 110.6 | Shutdown | Gas Combined Cycle Replacement | 17.2 | 295.1
MI | Belle River | 6034 | 1 | Saint Clair | 1984-04-01 | 8100 | 85.3 | 42.7748 | -82.4945 | ARP, NBP | Dry bottom wall-fired boiler | Coal | Diesel Oil | Low NOx Burner Technology (Dry Bottom only) | Electric Utility | Electric Services | 0.242 | 2555.948 | 20600000 | 0.1837 | 1493.175 | 16000000 | 0.1899 | 1779.105 | 18500000 | 0.1806 | 1709.394 | 18400000 | 0.2223 | 2016.062 | 17700000 | 0.231 | 2004.675 | 17000000 | 0.2133 | 2040.917 | 18800000 | 0.206 | 2073.795 | 19900000 | 0.209 | 1906.3 | 18000000 | 0.2329 | 2140.5 | 18100000 | 60.5 |  | New SCR | 0.1806 | 0.06 | 547.3 |  |  | 547.3
MI | Belle River | 6034 | 2 | Saint Clair | 1985-04-01 | 8300 | 85.3 | 42.7748 | -82.4945 | ARP, NBP | Dry bottom wall-fired boiler | Coal | Diesel Oil | Low NOx Burner Technology (Dry Bottom only) | Electric Utility | Electric Services | 0.1634 | 1575.653 | 19000000 | 0.1682 | 1424.33 | 16900000 | 0.1873 | 1877.729 | 19900000 | 0.1641 | 1298.392 | 15600000 | 0.1723 | 1791.39 | 20500000 | 0.1953 | 1857.588 | 18800000 | 0.2038 | 2081.907 | 20300000 | 0.1906 | 1837.617 | 19000000 | 0.1976 | 1835.2 | 18200000 | 0.186 | 1648.4 | 17500000 | 59.8 |  | New SCR | 0.1634 | 0.06 | 557.2 |  |  | 557.2
MI | Belle River | 6034 | CTG121 | Saint Clair | 1999-07-01 | 1090 | 85.3 | 42.7748 | -82.4945 | ARP, CAIRNOX, CAIROS, CAIRSO2, TRNOX, TRSO2G1 | Combustion turbine | Pipeline Natural Gas |  | Other | Electric Utility |  | 0.0311 | 2.706 | 172368.275 | 0.0311 | 1.389 | 88351.7 | 0.0316 | 6.853 | 430834.325 | 0.0315 | 3.188 | 203472.176 | 0.0262 | 2.469 | 190752.56 | 0.0257 | 1.16 | 90943.313 | 0.0253 | 1.163 | 91927.751 | 0.0291 | 4.003 | 274507.266 | 0.0291 | 3.5 | 241973.6 | 0.0292 | 7.4 | 507308.6 | 6 | Other | Low Ozone Season Rate | 0.0253 | 0.0253 | 3.1 |  |  | 3.1
MI | Belle River | 6034 | CTG122 | Saint Clair | 1999-07-01 | 1090 | 697.5 | 42.7748 | -82.4945 | ARP, CAIRNOX, CAIROS, CAIRSO2, TRNOX, TRSO2G1 | Combustion turbine | Pipeline Natural Gas |  | Other | Electric Utility |  | 0.029 | 1.936 | 133261.9 | 0.029 | 1.018 | 70221.65 | 0.029 | 6.258 | 431153.65 | 0.0294 | 3.023 | 206797.372 | 0.026 | 2.357 | 182475.046 | 0.024 | 1.064 | 89106.321 | 0.0222 | 0.766 | 68055.218 | 0.0228 | 3.488 | 301330.271 | 0.0227 | 2.7 | 233804.4 | 0.0233 | 6 | 506227.1 | 5.8 | Other | Low Ozone Season Rate | 0.0222 | 0.0222 | 2.6 |  |  | 2.6
MI | Belle River | 6034 | CTG131 | Saint Clair | 1999-07-01 | 1090 | 697.5 | 42.7748 | -82.4945 | ARP, CAIRNOX, CAIROS, CAIRSO2, TRNOX, TRSO2G1 | Combustion turbine | Pipeline Natural Gas |  | Other | Electric Utility |  | 0.0319 | 2.431 | 149075.425 | 0.0319 | 0.869 | 53249.725 | 0.0324 | 6.944 | 422588.875 | 0.0258 | 2.565 | 200868.129 | 0.0258 | 2.887 | 226010.326 | 0.0264 | 1.446 | 110211.961 | 0.0252 | 1.29 | 101812.414 | 0.0266 | 4.376 | 326612.534 | 0.0265 | 3.5 | 264057.2 | 0.0263 | 5.6 | 421254.4 | 6.6 | Other | Low Ozone Season Rate | 0.0252 | 0.0252 | 3.3 |  |  | 3.3
MI | Cadillac Renewable Energy | 54415 | EUBLR | Wexford | 1993-07-16 | 650 | 44 | 44.2634 | -85.4348 | CAIRNOX, CAIROS | Stoker | Wood |  | Selective Non-catalytic Reduction | Small Power Producer | [16 empty] | 0.143 | 100.442 | 1394893.302 | 0.137 | 71.918 | 1048073.956 | 0.1181 | 91.724 | 1531043.481 | 0.1375 | 93.6 | 1345843.1 | 0.1461 | 91.8 | 1260328.2 | 56.4 | SNCR | Exisiting SNCR | 0.1181 | 0.1181 | 80.4 |  |  | 80.4
MI | Conners Creek | 1726 | 15 | Wayne | 1952-01-01 | 840 | 135 | 42.3597 | -82.9611 | ARP, NBP | Dry bottom wall-fired boiler | Pipeline Natural Gas |  | Low NOx Burner Technology (Dry Bottom only) | Electric Utility | Electric Services | 0.092 | 6.388 | 102377.693 | 0.0869 | 8.334 | 139799.753 | 0.0837 | 19.41 | 371019.612 | 0.0868 | 14.468 | 241270.494 | 0.0878 | 18.347 | 305105.159 | 0.0815 | 14.116 | 232750.041 | [8 empty] | 0 |  |  |  | 0 |  | Low Ozone Season Rate | 0.0815 | 0.0815 | 0 |  |  | 0
MI | Conners Creek | 1726 | 16 | Wayne | 1952-01-01 | 840 | 135 | 42.3597 | -82.9611 | ARP, NBP | Dry bottom wall-fired boiler | Pipeline Natural Gas |  | Low NOx Burner Technology (Dry Bottom only) | Electric Utility | Electric Services | 0.0903 | 4.445 | 74398.284 | 0.0777 | 6.228 | 103116.711 | 0.0759 | 14.86 | 317496.072 | 0.0898 | 15.981 | 267246.025 | 0.0973 | 20.329 | 327787.346 | 0.0804 | 12.717 | 211957.365 | [8 empty] | 0 |  |  |  | 0 |  | Low Ozone Season Rate | 0.0759 | 0.0759 | 0 |  |  | 0
MI | Conners Creek | 1726 | 17 | Wayne | 1952-01-01 | 840 | 135 | 42.3597 | -82.9611 | ARP, NBP | Dry bottom wall-fired boiler | Pipeline Natural Gas |  | Low NOx Burner Technology (Dry Bottom only) | Electric Utility | Electric Services | 0.092 | 6.279 | 99776.288 | 0.0658 | 6.982 | 133264.097 | 0.0558 | 11.36 | 277817.846 | 0.0866 | 14.833 | 251883.344 | 0.1008 | 20.263 | 322647.911 | 0.1232 | 14.482 | 204574.718 | [8 empty] | 0 |  |  |  | 0 |  | Low Ozone Season Rate | 0.0558 | 0.0558 | 0 |  |  | 0
MI | Conners Creek | 1726 | 18 | Wayne | 1952-01-01 | 840 | 135 | 42.3597 | -82.9611 | ARP, NBP | Dry bottom wall-fired boiler | Pipeline Natural Gas |  | Low NOx Burner Technology (Dry Bottom only) | Electric Utility | Electric Services | 0.0865 | 5.151 | 83167.981 | 0.0813 | 7.714 | 131160.825 | 0.0905 | 18.178 | 319127.779 | 0.0854 | 12.763 | 226138.467 | 0.0905 | 13.147 | 213396.607 | 0.0755 | 11.398 | 202486.887 | [8 empty] | 0 |  |  |  | 0 |  | Low Ozone Season Rate | 0.0755 | 0.0755 | 0 |  |  | 0
MI | Dan E Karn | 1702 | 1 | Bay | 1956-07-01 | 3400 | 136 | 43.6425 | -83.8431 | NBP, ARP | Tangentially-fired | Coal | Diesel Oil |  | Electric Utility | Electric Services | 0.417 | 1517.418 | 7318813.675 | 0.0713 | 239.639 | 7565621.7 | 0.0703 | 300.504 | 8989896.65 | 0.0822 | 355.565 | 9230671.45 | 0.1437 | 599.207 | 8736543 | 0.0927 | 115.132 | 2803817.301 | 0.0808 | 249.087 | 6746296.642 | 0.0639 | 231.427 | 7234341.584 | 0.1165 | 280.3 | 5449731.2 | 0.0899 | 224 | 5005524.5 | 43.7 | SCR | Existing SCR | 0.0639 | 0.0639 | 153.8 | Shutdown | Gas Combined Cycle Replacement | 25.9 | 254.4
MI | Dan E Karn | 1702 | 2 | Bay | 1956-07-01 | 3100 | 136 | 43.6425 | -83.8431 | NBP, ARP | Dry bottom wall-fired boiler | Coal | Diesel Oil | Low NOx Burner Technology w/ Overfire Air<br>Selective Catalytic Reduction (Began Mar 28, 2003) | Electric Utility | Electric Services | 0.0667 | 277.972 | 8530177.95 | 0.0429 | 150.482 | 7264295.45 | 0.0519 | 206.598 | 8155171.4 | 0.0521 | 250.199 | 9541784 | 0.0815 | 293.508 | 7373057.85 | 0.0846 | 298.917 | 7386316.579 | 0.0526 | 197.022 | 7721907.296 | 0.0589 | 231.609 | 8127816 | 0.0696 | 235.7 | 7326452.6 | 0.1165 | 327.4 | 5821091.4 | 64.4 | SCR | Existing SCR | 0.0429 | 0.0429 | 145.3 | Shutdown | Gas Combined Cycle Replacement | 34.8 | 200.9
MI | Dan E Karn | 1702 | 3 | Bay | 1974-01-01 | 10856.4 | 692.5 | 43.6425 | -83.8431 | NBP, ARP | Dry bottom wall-fired boiler | Residual Oil, Pipeline Natural Gas |  | Low NOx Burner Technology (Dry Bottom only) | Electric Utility | Electric Services | 0.1939 | 296.019 | 2218159.653 | 0.179 | 228.407 | 1775161.378 | 0.1653 | 355.73 | 3299963.473 | 0.1118 | 114.95 | 1453161.412 | 0.1411 | 167.681 | 1689549.437 | 0.1636 | 44.55 | 401488.57 | 0.1391 | 41.347 | 392628.734 | 0.099 | 103.655 | 1356471.499 | 0.1007 | 75.3 | 967573.5 | 0.0955 | 68.5 | 938472 | 2.4 |  | Low Ozone Season Rate | 0.0955 | 0.0955 | 71.4 |  |  | 71.4
MI | Dan E Karn | 1702 | 4 | Bay | 1977-01-01 | 11475.5 | 709.8 | 43.6425 | -83.8431 | NBP, ARP | Dry bottom wall-fired boiler | Residual Oil, Pipeline Natural Gas |  | Low NOx Burner Technology (Dry Bottom only) | Electric Utility | Electric Services | 0.2247 | 205.812 | 1434765.442 | 0.2103 | 115.003 | 788342.332 | 0.1611 | 314.492 | 3052861.352 | 0.1293 | 127.508 | 1335373.682 | 0.1417 | 123.513 | 1235519.681 | 0.1504 | 81.385 | 741982.464 | 0.1591 | 33.35 | 304614.642 | 0.1056 | 24.724 | 258530.583 | 0.0948 | 53.4 | 749811.3 | 0.0925 | 40 | 589459.3 | 1.8 |  | Low Ozone Season Rate | 0.0925 | 0.0925 | 52.1 |  |  | 52.1
MI | Dan E Karn | 1702 | A | Bay | 1975-06-11 | 302 | 692.5 | 43.6425 | -83.8431 | NBP | Dry bottom wall-fired boiler | Pipeline Natural Gas |  | Low NOx Burner Technology (Dry Bottom only) | Electric Utility | Electric Services | 0.0588 | 0.199 | 23789.385 | 0.0886 | 0.267 | 20102.868 | 0.0739 | 1.32 | 47738.493 | 0.0428 | 0.76 | 41797.303 | 0.0681 | 3.033 | 107738.036 | 0.0633 | 0.668 | 18973.1 | 0.0568 | 0.759 | 22088.088 | 0.0458 | 1.692 | 63947.497 | 0.0497 | 0.8 | 28152.7 | 0.0586 | 0.7 | 21329 | 2.5 |  | Low Ozone Season Rate | 0.0428 | 0.0428 | 0.7 |  |  | 0.7
MI | Dan E Karn | 1702 | B | Bay | 1975-06-13 | 302 | 692.5 | 43.6425 | -83.8431 | NBP | Dry bottom wall-fired boiler | Pipeline Natural Gas |  | Low NOx Burner Technology (Dry Bottom only) | Electric Utility | Electric Services | 0.086 | 0.214 | 20535.694 | 0.0869 | 0.297 | 27387.919 | 0.0694 | 1.438 | 60885.989 | 0.0457 | 1.006 | 52599.073 | 0.0654 | 1.754 | 59026.631 | 0.0581 | 1.04 | 37641.937 | 0.0474 | 0.473 | 12327.412 | 0.0447 | 1.125 | 40216.518 | 0.0521 | 1.1 | 35131.7 | 0.0443 | 1.6 | 56111.2 | 3.2 |  | Low Ozone Season Rate | 0.0443 | 0.0443 | 0.9 |  |  | 0.9
MI | Dearborn Industrial Generation | 55088 | BL1100 | Wayne | 2001-06-01 | 746.7 | 250 | 42.3026 | -83.154 | NBP | Other boiler | Other Gas, Pipeline Natural Gas | Other Gas, Pipeline Natural Gas | Low NOx Burner Technology (Dry Bottom only) | Electric Utility | Electric Services | 0.1 | 42.839 | 856680.8 | 0.0095 | 4.034 | 936449.3 | 0.0154 | 10.439 | 1937257.124 | 0.0141 | 9.119 | 1643902.125 | 0.0448 | 10.128 | 485178.275 | 0.0278 | 11.656 | 1232544.05 | 0.0415 | 12.302 | 659704.8 | 0.0641 | 35.545 | 1133999.75 | 0.0389 | 14 | 738544.9 | 0.022 | 14.7 | 1460604.5 | 26.9 |  | Low Ozone Season Rate | 0.0095 | 0.0095 | 3.4 |  |  | 3.4
MI | Dearborn Industrial Generation | 55088 | BL2100 | Wayne | 2001-06-01 | 746.7 | 250 | 42.3026 | -83.154 | NBP | Other boiler | Other Gas, Pipeline Natural Gas | Other Gas, Pipeline Natural Gas | Low NOx Burner Technology (Dry Bottom only) | Electric Utility | Electric Services | 0.1 | 37.512 | 750112.9 | 0.0114 | 3.994 | 824078.989 | 0.0119 | 8.916 | 2017351.573 | 0.0268 | 16.737 | 1569125.25 | 0.0376 | 18.566 | 982998.95 | 0.0231 | 13.379 | 1186430.15 | 0.0254 | 8.795 | 904964.35 | 0.0581 | 19.874 | 760556.675 | 0.0464 | 23.7 | 1205866.5 | 0.0298 | 6.2 | 489978.8 | 44 |  | Low Ozone Season Rate | 0.0114 | 0.0114 | 5.8 |  |  | 5.8
MI | Dearborn Industrial Generation | 55088 | BL3100 | Wayne | 2001-06-01 | 746.7 | 250 | 42.3026 | -83.154 | NBP | Other boiler | Other Gas, Pipeline Natural Gas | Other Gas, Pipeline Natural Gas | Low NOx Burner Technology (Dry Bottom only) | Electric Utility | Electric Services | 0.1 | 31.394 | 627718.4 | 0.0132 | 5.135 | 871177.544 | 0.0161 | 11.284 | 1903475.299 | 0.0186 | 12.766 | 1719138.075 | 0.0183 | 11.723 | 1979500.725 | 0.0294 | 12.221 | 1069389.25 | 0.0491 | 14.264 | 656806.775 | 0.0414 | 16.572 | 869075.4 | 0.0509 | 21.3 | 879627.8 | 0.0423 | 23.7 | 1183389.9 | 32.1 |  | Low Ozone Season Rate | 0.0132 | 0.0132 | 5.5 |  |  | 5.5
MI | Dearborn Industrial Generation | 55088 | GT2100 | Wayne | 2001-06-01 | 2164 | 170 | 42.3026 | -83.154 | CAIROS, CAIRNOX, CAIRSO2, TRNOX, TRSO2G1 | Combustion turbine | Pipeline Natural Gas |  | Dry Low NOx Burners | Electric Utility |  | 0.1 | 37.807 | 756015.7 | 0.0394 | 19.099 | 1291115.402 | 0.0365 | 42.689 | 2620008.907 | 0.0327 | 44.862 | 6264760.425 | 0.0301 | 34.825 | 2238523.55 | 0.0412 | 22.855 | 1385605.4 | 0.0405 | 24.47 | 1553308.05 | 0.0426 | 58.838 | 3350073.85 | 0.0421 | 34.7 | 2113542.8 | 0.0355 | 64 | 4185550.7 | 26.6 | Dry Low NOx Burners | Low Ozone Season Rate | 0.0301 | 0.0301 | 24.8 |  |  | 24.8
MI | Dearborn Industrial Generation | 55088 | GT3100 | Wayne | 2001-06-01 | 2164 | 170 | 42.3026 | -83.154 | CAIROS, CAIRNOX, CAIRSO2, TRNOX, TRSO2G1 | Combustion turbine | Pipeline Natural Gas |  | Dry Low NOx Burners | Electric Utility |  | 0.1 | 48.585 | 971672.4 | 0.0358 | 15.115 | 1069455.345 | 0.0433 | 42.667 | 2636057.014 | 0.0195 | 53.426 | 9655576.025 | 0.0331 | 47.401 | 2635179.15 | 0.042 | 24.693 | 1479828.65 | 0.0399 | 29.712 | 1856933.425 | 0.0459 | 60.231 | 3273570.825 | 0.0533 | 35.4 | 1827572.3 | 0.041 | 54.3 | 3311782 | 23 | Dry Low NOx Burners | Low Ozone Season Rate | 0.0195 | 0.0195 | 12.9 |  |  | 12.9
MI | Dearborn Industrial Generation | 55088 | GTP1 | Wayne | 1999-08-01 | 2164 | 170 | 42.3026 | -83.154 | ARP, CAIRNOX, CAIROS, CAIRSO2, TRNOX, TRSO2G1 | Combustion turbine | Pipeline Natural Gas |  | Dry Low NOx Burners | Electric Utility |  | 0.0292 | 0.917 | 62855.978 | 0.0522 | 2.916 | 160323.75 | 0.0319 | 20.627 | 1428165.725 | 0.0398 | 7.068 | 421069.3 | 0.0419 | 17.222 | 897613.775 | 0.0358 | 5.129 | 299396 | 0.0342 | 1.892 | 109099.225 | 0.0474 | 20.138 | 1056752.05 | 0.0356 | 12.1 | 709135.9 | 0.033 | 30 | 1867020.5 | 8.9 | Dry Low NOx Burners | Low Ozone Season Rate | 0.0292 | 0.0292 | 9.9 |  |  | 9.9
MI | Delray | 1728 | CTG111 | Wayne | 1999-09-03 | 1000 | 71.1 | 42.2947 | -83.1019 | ARP, CAIRNOX, CAIROS, CAIRSO2, TRNOX, TRSO2G1 | Combustion turbine | Pipeline Natural Gas |  |  | Electric Utility |  | 0.0482 | 2.449 | 101493.15 | 0.0482 | 1.885 | 78190.575 | 0.0374 | 3.306 | 175399.25 | 0.0373 | 2.91 | 154998.1 | 0.0363 | 1.903 | 105541.861 | 0.0376 | 0.736 | 39090.916 | 0.036 | 0.232 | 12918.14 | 0.0404 | 3.396 | 168012.402 | 0.0404 | 2.7 | 135764.4 | 0.041 | 5.2 | 253508.3 | 3.7 |  | Low Ozone Season Rate | 0.036 | 0.036 | 2.4 |  |  | 2.4
MI | Delray | 1728 | CTG121 | Wayne | 1999-12-14 | 912.5 | 71.1 | 42.2947 | -83.1019 | ARP, CAIRNOX, CAIROS, CAIRSO2, TRNOX, TRSO2G1 | Combustion turbine | Pipeline Natural Gas |  |  | Electric Utility |  | 0.0416 | 1.828 | 84738.275 | 0.0414 | 2.089 | 98608.25 | 0.0428 | 5.885 | 269442.1 | 0.0416 | 3.015 | 142980.75 | 0.039 | 1.853 | 97157.557 | 0.045 | 0.823 | 36782.784 | 0.038 | 0.281 | 14768.742 | 0.0507 | 3.408 | 134443.337 | 0.0509 | 1.1 | 42036.2 | 0.054 | 6.3 | 233719.9 | 1.3 |  | Low Ozone Season Rate | 0.038 | 0.038 | 0.8 |  |  | 0.8
MI | DTE East China | 55718 | 1 | Saint Clair | 2002-04-21 | 1100 | 89.4 | 42.774 | -82.4818 | ARP, CAIRNOX, CAIROS, CAIRSO2, TRNOX, TRSO2G1 | Combustion turbine | Pipeline Natural Gas |  | Dry Low NOx Burners | Electric Utility |  | 0.0241 | 1.085 | 90022.25 |  |  |  | 0.0243 | 3.199 | 265054.875 | 0.0243 | 2.409 | 199525.7 | 0.0207 | 2.803 | 270334.425 | 0.0192 | 0.069 | 7135.025 | 0.0191 | 0.205 | 21461.331 | 0.0196 | 1.419 | 143903.64 | 0.0197 | 0.8 | 76908.5 | 0.0211 | 3.6 | 338276.8 | 1.9 | Dry Low NOx Burners | Low Ozone Season Rate | 0.0191 | 0.0191 | 0.7 |  |  | 0.7
MI | DTE East China | 55718 | 2 | Saint Clair | 2002-05-04 | 1100 | 89.4 | 42.774 | -82.4818 | ARP, CAIRNOX, CAIROS, CAIRSO2, TRNOX, TRSO2G1 | Combustion turbine | Pipeline Natural Gas |  | Dry Low NOx Burners | Electric Utility |  | 0.0253 | 1.19 | 93865.725 |  |  |  | 0.0248 | 3.388 | 271954.5 | 0.0248 | 2.505 | 200808.8 | 0.0245 | 3.46 | 278438.625 | 0.0236 | 0.132 | 11041.375 | 0.0232 | 0.253 | 21669.927 | 0.0236 | 1.724 | 144538.17 | 0.0236 | 0.9 | 77258 | 0.023 | 3.8 | 324780.3 | 1.9 | Dry Low NOx Burners | Low Ozone Season Rate | 0.023 | 0.023 | 0.9 |  |  | 0.9
MI | DTE East China | 55718 | 3 | Saint Clair | 2002-05-10 | 1100 | 89.4 | 42.774 | -82.4818 | ARP, CAIRNOX, CAIROS, CAIRSO2, TRNOX, TRSO2G1 | Combustion turbine | Pipeline Natural Gas |  | Dry Low NOx Burners | Electric Utility |  | 0.0269 | 1.239 | 91328.8 |  |  |  | 0.0256 | 3.508 | 271716.75 | 0.0256 | 2.502 | 193635.975 | 0.0242 | 3.274 | 267338.55 | 0.0234 | 0.123 | 10305.25 | 0.0231 | 0.24 | 20600.45 | 0.0235 | 1.77 | 148558.984 | 0.0236 | 0.8 | 70147.3 | 0.0247 | 4.1 | 333188.4 | 1.7 | Dry Low NOx Burners | Low Ozone Season Rate | 0.0231 | 0.0231 | 0.8 |  |  | 0.8
MI | DTE East China | 55718 | 4 | Saint Clair | 2002-05-13 | 1100 | 89.4 | 42.774 | -82.4818 | ARP, CAIRNOX, CAIROS, CAIRSO2, TRNOX, TRSO2G1 | Combustion turbine | Pipeline Natural Gas |  | Dry Low NOx Burners | Electric Utility |  | 0.0248 | 1.158 | 92771.275 |  |  |  | 0.0248 | 3.082 | 247276.3 | 0.0248 | 2.367 | 189796.225 | 0.0204 | 2.636 | 259936.7 | 0.0201 | 0.099 | 9976.075 | 0.0203 | 0.201 | 20008.51 | 0.0198 | 1.417 | 144695.472 | 0.0198 | 0.7 | 68555.2 | 0.0235 | 3.8 | 320994.1 | 1.7 | Dry Low NOx Burners | Low Ozone Season Rate | 0.0198 | 0.0198 | 0.7 |  |  | 0.7
MI | Eckert Station | 1831 | 1 | Ingham | 1954-06-01 | 509 | 44 | 42.7183 | -84.5586 | ARP, NBP | Dry bottom wall-fired boiler | Coal |  | Low NOx Burner Technology w/ Overfire Air (Began Apr 01, 2003) | Electric Utility | Electric Services | 0.2146 | 116.285 | 1102482.738 | 0.2172 | 62.275 | 582413.315 | 0.2151 | 114.135 | 1075204.007 | 0.1972 | 143.124 | 1452758.235 | 0.2096 | 150.475 | 1434989.533 | 0.2014 | 117.262 | 1154006.516 | 0.2326 | 24.461 | 216073.183 | 0.2307 | 127.081 | 1117842.27 | 0.2555 | 94.9 | 746136.5 | 0.2312 | 42.3 | 360882.5 | 39.9 |  | New SNCR | 0.1972 | 0.11832 | 44 |  |  | 44
MI | Eckert Station | 1831 | 2 | Ingham | 1958-06-01 | 522 | 44 | 42.7183 | -84.5586 | ARP, NBP | Tangentially-fired | Coal |  |  | Electric Utility | Electric Services | 0.2691 | 113.934 | 846646.364 | 0.2655 | 132.4 | 994638.43 | 0.2316 | 125.586 | 1076943.353 | 0.2405 | 167.642 | 1390231.804 | 0.2381 | 126.472 | 1053162.932 | 0.2352 | 141.659 | 1211506.009 | 0.25 | 35.574 | 282465.442 | 0.2536 | 131.404 | 1027842.224 | 0.2696 | 98.7 | 738280.3 | 0.2473 | 62.8 | 502246.6 | 38.5 |  | New SNCR | 0.2316 | 0.13896 | 50.9 |  |  | 50.9
MI | Eckert Station | 1831 | 3 | Ingham | 1961-06-01 | 522 | 47 | 42.7183 | -84.5586 | ARP, NBP | Tangentially-fired | Coal |  | Low NOx Burner Technology w/ Separated OFA (Began Oct 31, 2003)<br>Overfire Air (Began Oct 31, 2003) | Electric Utility | Electric Services | 0.2202 | 108.212 | 993045.544 | 0.1974 | 98.583 | 999950.52 | 0.1926 | 110.028 | 1157984.795 | 0.1653 | 94.487 | 1165452.072 | 0.1602 | 103.411 | 1308165.229 | 0.1641 | 72.812 | 914772.645 | 0.1896 | 44.17 | 472061.395 | 0.1448 | 95.308 | 1304084.878 | 0.1638 | 68.5 | 782894.6 | 0.1543 | 33 | 389001.1 | 40.8 |  | New SNCR | 0.1448 | 0.08688 | 36.3 |  |  | 36.3
MI | Eckert Station | 1831 | 4 | Ingham | 1964-06-01 | 807 | 80 | 42.7183 | -84.5586 | ARP, NBP | Dry bottom wall-fired boiler | Coal |  |  | Electric Utility | Electric Services | 0.2797 | 314.711 | 2203248.566 | 0.21 | 171.861 | 1651913.092 | 0.2008 | 165.964 | 1665281.981 | 0.2074 | 242.427 | 2357495.201 | 0.2086 | 225.405 | 2184449.433 | 0.2074 | 221.407 | 2171596.964 | 0.2099 | 113.594 | 1086258.985 | 0.272 | 0.094 | 688.828 | 0.2312 | 223.8 | 1962817.1 | 0.2456 | 203.4 | 1677245.9 | 66.2 |  | New SNCR | 0.2008 | 0.12048 | 116.6 |  |  | 116.6
MI | Eckert Station | 1831 | 5 | Ingham | 1968-06-01 | 807 | 80 | 42.7183 | -84.5586 | ARP, NBP | Dry bottom wall-fired boiler | Coal |  | Low NOx Burner Technology w/ Overfire Air | Electric Utility | Electric Services | 0.2063 | 206.829 | 2013728.816 | 0.2133 | 189.56 | 1772598.66 | 0.2054 | 199.82 | 1940193.494 | 0.209 | 260.698 | 2487176.778 | 0.1972 | 158.379 | 1607583.001 | 0.1973 | 237.143 | 2397098.383 | 0.2113 | 130.36 | 1238440.743 | 0.215 | 239.902 | 2236379.919 | 0.2215 | 194.5 | 1754092.2 | 0.2308 | 127.9 | 1112859.4 | 59.2 |  | New SNCR | 0.1972 | 0.11832 | 103.9 |  |  | 103.9
MI | Eckert Station | 1831 | 6 | Ingham | 1970-06-01 | 807 | 80 | 42.7183 | -84.5586 | ARP, NBP | Dry bottom wall-fired boiler | Coal |  | Low NOx Burner Technology w/ Overfire Air (Began Apr 01, 2003) | Electric Utility | Electric Services | 0.2097 | 244.955 | 2337225.012 | 0.2137 | 174.474 | 1632715.489 | 0.201 | 220.248 | 2186764.652 | 0.2068 | 218.275 | 2116847.147 | 0.2162 | 248.622 | 2318087.012 | 0.2186 | 206.058 | 1898486.955 | 0.1973 | 168.04 | 1706800.736 | 0.2064 | 246.021 | 2390880.613 | 0.2262 | 263.2 | 2336635.5 | 0.2192 | 226.3 | 2071261.6 | 78.9 |  | New SNCR | 0.1973 | 0.11838 | 137.7 |  |  | 137.7
MI | Endicott Generating | 4259 | 1 | Hillsdale | 1983-05-16 | 617 | 55 | 42.0317 | -84.755 | ARP, NBP | Dry bottom wall-fired boiler | Coal | Residual Oil | Low NOx Burner Technology w/ Overfire Air | Electric Utility | Electric Services | 0.2652 | 316.719 | 2434399.565 | 0.214 | 216.508 | 2017155.194 | 0.1787 | 262.759 | 2939388.909 | 0.1774 | 213.166 | 2375393.871 | 0.1592 | 241.055 | 3019203.646 | 0.1818 | 214.761 | 2301018.92 | 0.1731 | 182.415 | 2046089.188 | 0.2426 | 297.079 | 2280971.29 | 0.1888 | 81.9 | 829560.2 | 0.2136 | 167.2 | 1504916.3 | 36.6 |  | New SNCR | 0.1592 | 0.09552 | 41.5 |  |  | 41.5
MI | Erickson | 1832 | 1 | Eaton | 1972-01-01 | 1668 | 154.7 | 42.6919 | -84.6572 | ARP, NBP | Dry bottom wall-fired boiler | Coal |  | Low NOx Burner Technology (Dry Bottom only) | Electric Utility | Electric Services | 0.391 | 857.213 | 4400621.414 | 0.2192 | 451.566 | 4227607.524 | 0.1992 | 461.464 | 4638331.346 | 0.1894 | 495.644 | 5294288.026 | 0.1954 | 574.283 | 5939774.533 | 0.1959 | 498.762 | 5139053.666 | 0.1852 | 463.452 | 5040791.214 | 0.2184 | 533.506 | 4944220.383 | 0.2241 | 578.3 | 5219725.4 | 0.2119 | 388.3 | 3783648.8 | 85.2 |  | New SCR | 0.1852 | 0.06 | 154.8 |  |  | 154.8
MI | Grayling Generating Station | 10822 | 1 | Crawford | 1992-06-09 | 635 | 38 | 44.6062 | -84.6901 | CAIRNOX, CAIROS | Stoker | Wood | Natural Gas, Tire Derived Fuel | Selective Non-catalytic Reduction | Electric Utility | [16 empty] | 0.1453 | 109.042 | 1546970.225 | 0.1457 | 82.795 | 1133156.864 | 0.1426 | 101.786 | 1439629.632 | 0.1343 | 107.4 | 1476500.8 | 0.1357 | 85.3 | 1194601.2 | 63.3 | SNCR | Exisiting SNCR | 0.1343 | 0.1343 | 107.4 |  |  | 107.4
MI | Greenwood | 6035 | 1 | Saint Clair | 1978-06-01 | 8000 | 815.4 | 43.1056 | -82.6964 | ARP, NBP | Dry bottom wall-fired boiler | Pipeline Natural Gas | Residual Oil |  | Electric Utility | Electric Services | 0.1334 | 227.877 | 2941199.331 | 0.1413 | 178.946 | 2006161.224 | 0.1209 | 379.596 | 5413304.678 | 0.0979 | 176.532 | 2931933.664 | 0.0916 | 187.019 | 3176176.951 | 0.1017 | 150.261 | 2448133.14 | 0.0887 | 47.732 | 853953.635 | 0.09 | 226.544 | 4124992.204 | 0.0929 | 154.1 | 2576519 | 0.094 | 250 | 4511611.9 | 8.8 |  | Low Ozone Season Rate | 0.0887 | 0.0887 | 147.1 |  |  | 147.1
MI | Greenwood | 6035 | CTG111 | Saint Clair | 1999-07-01 | 1090 | 85.3 | 43.1056 | -82.6964 | ARP, CAIRNOX, CAIROS, CAIRSO2, TRNOX, TRSO2G1 | Combustion turbine | Pipeline Natural Gas |  |  | Electric Utility |  | 0.0288 | 1.486 | 102716.55 | 0.0283 | 0.211 | 14730.7 | 0.0288 | 6.658 | 458781.175 | 0.0289 | 2.363 | 162752.55 | 0.0298 | 3.984 | 262385.043 | 0.0248 | 0.647 | 53150.214 | 0.0231 | 0.628 | 54158.33 | 0.0232 | 1.89 | 162048.624 | 0.0234 | 2.3 | 195284.4 | 0.0235 | 3.9 | 329139 | 4.9 |  | Low Ozone Season Rate | 0.0231 | 0.0231 | 2.3 |  |  | 2.3
MI | Greenwood | 6035 | CTG112 | Saint Clair | 1999-07-01 | 1090 | 85.3 | 43.1056 | -82.6964 | ARP, CAIRNOX, CAIROS, CAIRSO2, TRNOX, TRSO2G1 | Combustion turbine | Pipeline Natural Gas |  |  | Electric Utility |  | 0.0267 | 0.972 | 72514.7 | 0.0259 | 0.17 | 12943.275 | 0.0266 | 6.138 | 458718.4 | 0.0266 | 2.094 | 156437.125 | 0.0296 | 4.264 | 274924.755 | 0.03 | 0.897 | 59916.167 | 0.0299 | 0.551 | 36858.596 | 0.03 | 2.668 | 178223.082 | 0.0289 | 2.1 | 142905.9 | 0.0262 | 3.9 | 297286.4 | 3.6 |  | Low Ozone Season Rate | 0.0259 | 0.0259 | 1.9 |  |  | 1.9
MI | Greenwood | 6035 | CTG121 | Saint Clair | 1999-07-01 | 1110 | 85.3 | 43.1056 | -82.6964 | ARP, CAIRNOX, CAIROS, CAIRSO2, TRNOX, TRSO2G1 | Combustion turbine | Pipeline Natural Gas |  |  | Electric Utility |  | 0.0289 | 1.208 | 82515.125 | 0.0277 | 0.158 | 11142.975 | 0.0291 | 2.587 | 175346.95 | 0.0297 | 2.298 | 153224.15 | 0.0305 | 4.622 | 294769.537 | 0.0294 | 0.884 | 60666.09 | 0.0281 | 0.751 | 53364.828 | 0.028 | 2.433 | 173820.162 | 0.0279 | 2.7 | 193918.6 | 0.0279 | 3.9 | 278415.2 | 4.8 |  | Low Ozone Season Rate | 0.0277 | 0.0277 | 2.7 |  |  | 2.7
MI | Hancock Peakers | 1730 | CTG121 | Oakland | 1970-05-21 | 514.1 | 71.1 | 42.5497 | -83.4425 | CAIRNOX, CAIROS, CAIRSO2, TRNOX, TRSO2G1 | Combustion turbine | Pipeline Natural Gas |  |  | Electric Utility |  |  |  |  | 0.7 | 2.305 | 6585 | 0.7 | 6.92 | 19770.4 | 0.7 | 6.329 | 18082.1 | 0.7 | 0.421 | 1204 | 0.7 | 1.318 | 3766 | 0.7 | 0.311 | 888 | 0.7001 | 4.467 | 12762 | 0.7 | 6.5 | 18443.3 | 0.6998 | 6.5 | 18460 | 1 | None Reported | Water Injection | 0.6998 | 0.41988 | 3.9 |  |  | 3.9
MI | Hancock Peakers | 1730 | CTG122 | Oakland | 1966-04-30 | 514.1 | 41.8 | 42.5497 | -83.4425 | CAIRNOX, CAIROS, CAIRSO2, TRNOX, TRSO2G1 | Combustion turbine | Pipeline Natural Gas |  |  | Electric Utility |  |  |  |  | 0.7 | 2.138 | 6107.9 | 0.7 | 2.165 | 6185 | 0.7001 | 7.801 | 22288.3 | 0.7 | 0.211 | 602 | 0.7 | 1.278 | 3651.9 | 0.6994 | 0.477 | 1362 | 0.7001 | 4.035 | 11526.5 |  |  |  | 0.7 | 4 | 11563 | 0 | None Reported | Water Injection | 0.6994 | 0.41964 | 0 |  |  | 0
MI | Harbor Beach | 1731 | 1 | Huron | 1968-02-01 | 1100 | 121 | 43.8519 | -82.6436 | ARP, NBP | Dry bottom wall-fired boiler | Coal | Diesel Oil | Low NOx Cell Burner | Electric Utility | Electric Services | 0.7897 | 402.275 | 930856.327 | 0.3543 | 151.63 | 817540.633 | 0.5135 | 439.734 | 1588782.832 | 0.5174 | 298.915 | 1072580.523 | 0.2812 | 4.974 | 30060.608 | 0.6476 | 322.328 | 922492.178 | 0.531 | 169.952 | 608324.452 | 0.5221 | 311.495 | 1139202.919 | 0.6254 | 239 | 717653.8 | 0.545 | 132.3 | 452184 | 17.8 |  | New SNCR | 0.2812 | 0.16872 | 64.5 | Shutdown | Gas Combined Cycle Replacement | 3.4 | 235.6
MI | J B Sims | 1825 | 3 | Ottawa | 1983-08-03 | 1151 | 80 | 43.0722 | -86.2342 | ARP, NBP | Dry bottom wall-fired boiler | Coal |  | Low NOx Burner Technology (Dry Bottom only) | Electric Utility | Electric Services | 0.3991 | 321.992 | 1523166.5 | 0.2383 | 153.64 | 1232165.925 | 0.2204 | 236.916 | 2123814.075 | 0.209 | 198.209 | 1849716.325 | 0.217 | 217.193 | 1876007.965 | 0.2035 | 189.398 | 1814000.415 | 0.1939 | 121.712 | 1229384.782 | 0.2392 | 213.145 | 1799816.248 | 0.2335 | 145.5 | 1245209.9 | 0.2462 | 120.5 | 973404.3 | 29.5 |  | New SNCR | 0.1939 | 0.11634 | 72.5 |  |  | 72.5
MI | J C Weadock | 1720 | 7 | Bay | 1955-04-01 | 2825 | 156.3 | 43.6425 | -83.8431 | ARP, NBP | Tangentially-fired | Coal | Diesel Oil |  | Electric Utility | Electric Services | 0.328 | 877.054 | 5452648.457 | 0.2671 | 306.126 | 2116732.638 | 0.3433 | 796.787 | 4908421.093 | 0.3139 | 502.451 | 3276347.058 | 0.337 | 791.902 | 4695965.349 | 0.3269 | 636.325 | 3749654.754 | 0.3523 | 755.709 | 4310441.8 | 0.2893 | 506.456 | 3417170.426 | 0.2886 | 475.9 | 3307663.4 | 0.3377 | 467.6 | 2903170 | 31.9 |  | New SCR | 0.2671 | 0.06 | 98.9 |  |  | 98.9
MI | J C Weadock | 1720 | 8 | Bay | 1958-04-01 | 2825 | 156.3 | 43.6425 | -83.8431 | ARP, NBP | Tangentially-fired | Coal | Diesel Oil |  | Electric Utility | Electric Services | 0.3303 | 824.116 | 5008404.143 | 0.3268 | 695.521 | 4194428.087 | 0.3135 | 742.776 | 4604029.207 | 0.2948 | 781.947 | 5143921.767 | 0.3329 | 667.829 | 3867492.601 | 0.3886 | 628.113 | 3662535.391 | 0.3362 | 669.934 | 3964452.834 | 0.3299 | 701.891 | 4290152.1 | 0.3164 | 621.2 | 3984974.2 | 0.3402 | 738.7 | 4613187 | 38.4 |  | New SCR | 0.2948 | 0.06 | 117.8 |  |  | 117.8
MI | J H Campbell | 1710 | 1 | Ottawa | 1962-08-01 | 3237 | 265.2 | 42.9103 | -86.2036 | NBP, ARP | Tangentially-fired | Coal |  | Low NOx Burner Technology w/ Closed-coupled/Separated OFA | Electric Utility | Electric Services | 0.1616 | 730.461 | 9264651.748 | 0.1566 | 569.117 | 7343839.488 | 0.164 | 1113.501 | 8818479.378 | 0.1657 | 1125.661 | 9003578.993 | 0.16 | 1043.772 | 9043157.302 | 0.1875 | 898.589 | 7072270.441 | 0.1662 | 651.525 | 7995199.7 | 0.1707 | 693.305 | 8245757.75 | 0.2229 | 814.9 | 7868912.4 | 0.206 | 755.8 | 8050834 | 66.2 |  | New SCR | 0.1566 | 0.06 | 219.3 |  |  | 219.3
MI | J H Campbell | 1710 | 2 | Ottawa | 1967-05-01 | 4270 | 403.9 | 42.9103 | -86.2036 | ARP, NBP | Cell burner boiler | Coal |  | Low NOx Cell Burner | Electric Utility | Electric Services | 0.3098 | 1509.648 | 9478872.352 | 0.2755 | 982.368 | 6930039.812 | 0.3113 | 1367.489 | 10400000 | 0.3143 | 1380.36 | 10500000 | 0.3058 | 1134.298 | 8985966.548 | 0.3118 | 1309.355 | 9569379.709 | 0.3218 | 1295.901 | 7816669.05 | 0.3121 | 1517.153 | 9602999.7 | 0.2926 | 1245.3 | 8379196.6 | 0.2572 | 703.2 | 5244569 | 53.4 |  | New SCR | 0.2572 | 0.06 | 255.4 |  |  | 255.4
MI | J H Campbell | 1710 | 3 | Ottawa | 1980-06-01 | 9909.7 | 916.8 | 42.9103 | -86.2036 | ARP, NBP | Dry bottom wall-fired boiler | Coal |  | Low NOx Burner Technology w/ Overfire Air | Electric Utility | Electric Services | 0.3634 | 4900.192 | 26300000 | 0.3069 | 2630.828 | 16400000 | 0.3555 | 4448.173 | 24400000 | 0.4751 | 5938.808 | 24200000 | 0.1477 | 1757.052 | 24200000 | 0.0724 | 1011.482 | 28900000 | 0.1175 | 1527.49 | 25900000 | 0.069 | 804.855 | 23500000 | 0.1119 | 1562 | 26400000 | 0.0687 | 918.7 | 27100000 | 72.5 | SCR | Existing SCR | 0.0687 | 0.0687 | 959 |  |  | 959
MI | J R Whiting | 1723 | 1 | Monroe | 1952-07-01 | 1408 | 106.3 | 41.7917 | -83.4486 | ARP, NBP | Dry bottom wall-fired boiler | Coal |  | Low NOx Burner Technology (Dry Bottom only) | Electric Utility | Electric Services | 0.2603 | 495.843 | 3869578.675 | 0.2185 | 336.013 | 3089719.575 | 0.2328 | 428.525 | 3687576.275 | 0.233 | 437.712 | 3779902.75 | 0.2443 | 464.573 | 3814841.075 | 0.2387 | 408.222 | 3412326.376 | 0.2285 | 350.461 | 3094504.524 | 0.2458 | 420.459 | 3439701.76 | 0.2614 | 275.2 | 2114036.8 | 0.2494 | 330.3 | 2639723.4 | 40.9 |  | New SCR | 0.2185 | 0.06 | 63.2 | Shutdown | Gas Combined Cycle Replacement | 10 | 265.2
MI | J R Whiting | 1723 | 2 | Monroe | 1952-11-01 | 1326 | 106.3 | 41.7917 | -83.4486 | ARP, NBP | Dry bottom wall-fired boiler | Coal |  | Low NOx Burner Technology (Dry Bottom only) | Electric Utility | Electric Services | 0.2889 | 456.446 | 3159437.575 | 0.236 | 319.248 | 2703751.3 | 0.2411 | 460.442 | 3822454.15 | 0.245 | 497.11 | 4078136.325 | 0.2425 | 439.303 | 3648859.35 | 0.244 | 409.845 | 3365857.642 | 0.2416 | 356.568 | 2961475.753 | 0.2416 | 389.616 | 3221546.38 | 0.2576 | 362.2 | 2817729.9 | 0.2406 | 216.3 | 1781754.6 | 57.9 |  | New SCR | 0.236 | 0.06 | 84.4 | Shutdown | Gas Combined Cycle Replacement | 13.4 | 348.8
MI | J R Whiting | 1723 | 3 | Monroe | 1953-11-01 | 1563 | 132.8 | 41.7917 | -83.4486 | ARP, NBP | Dry bottom wall-fired boiler | Coal |  | Low NOx Burner Technology (Dry Bottom only) | Electric Utility | Electric Services | 0.2685 | 568.907 | 4238361.125 | 0.2251 | 397.145 | 3556012.675 | 0.2214 | 376.725 | 3421845.475 | 0.23 | 512.661 | 4541684.5 | 0.2358 | 513.667 | 4440898.2 | 0.235 | 453.804 | 3953781.996 | 0.242 | 0.465 | 3967.547 | 0.2293 | 407.098 | 3617634.312 | 0.2618 | 352 | 2740405.1 | 0.2426 | 355.9 | 2968464.8 | 47.7 |  | New SCR | 0.2214 | 0.06 | 80.7 | Shutdown | Gas Combined Cycle Replacement | 13 | 339
MI | Jackson MI Facility | 55270 | 7EA | Jackson | 2002-05-07 | 1260 | 79 | 42.2488 | -84.3767 | ARP, CAIRNOX, CAIROS, CAIRSO2, TRNOX, TRSO2G1 | Combined cycle | Pipeline Natural Gas |  | Dry Low NOx Burners | Electric Utility |  | 0.04 | 3.862 | 227748.897 | 0.057 | 1.55 | 73991.912 | 0.0465 | 10.836 | 624054.735 | 0.0469 | 12.457 | 698722.839 | 0.0385 | 14.486 | 998809.787 | 0.0407 | 7.488 | 489278.636 | 0.0463 | 4.016 | 240257.109 | 0.0415 | 13.605 | 842304.34 | 0.0413 | 17 | 1052590.9 | 0.0259 | 37.9 | 2918155.7 | 22.8 | Dry Low NOx Burners | Low Ozone Season Rate | 0.0259 | 0.0259 | 10.7 |  |  | 10.7
MI | Jackson MI Facility | 55270 | LM1 | Jackson | 2002-04-27 | 650 | 60 | 42.2488 | -84.3767 | ARP, CAIRNOX, CAIROS, CAIRSO2, TRNOX, TRSO2G1 | Combined cycle | Pipeline Natural Gas |  | Steam Injection | Electric Utility |  | 0.1039 | 3.628 | 91180.184 | 0.1041 | 1.609 | 40382.294 | 0.1097 | 6.966 | 165200.105 | 0.1092 | 8.689 | 204696.89 | 0.1009 | 16.633 | 423956.851 | 0.088 | 10.086 | 271498.37 | 0.0978 | 3.862 | 96753.488 | 0.0919 | 12.556 | 327516.285 | 0.0905 | 16.2 | 421345.8 | 0.0753 | 38.7 | 1066725.6 | 17.7 | Steam Injection | Low Ozone Season Rate | 0.0753 | 0.0753 | 13.5 |  |  | 13.5
MI | Jackson MI Facility | 55270 | LM2 | Jackson | 2002-04-29 | 650 | 60 | 42.2488 | -84.3767 | ARP, CAIRNOX, CAIROS, CAIRSO2, TRNOX, TRSO2G1 | Combined cycle | Pipeline Natural Gas |  | Steam Injection | Electric Utility |  | 0.1054 | 3.35 | 86062.125 | 0.0941 | 1.466 | 38187.163 | 0.1107 | 7.736 | 178235.522 | 0.1129 | 8.508 | 199576.756 | 0.0985 | 15.588 | 403520.055 | 0.0872 | 9.734 | 262936.972 | 0.0929 | 3.571 | 90056.388 | 0.0882 | 13.077 | 340487.785 | 0.0897 | 17.5 | 449221.8 | 0.0746 | 37.4 | 1030160.7 | 18.8 | Steam Injection | Low Ozone Season Rate | 0.0746 | 0.0746 | 14.6 |  |  | 14.6
MI | Jackson MI Facility | 55270 | LM3 | Jackson | 2002-04-30 | 650 | 60 | 42.2488 | -84.3767 | ARP, CAIRNOX, CAIROS, CAIRSO2, TRNOX, TRSO2G1 | Combined cycle | Pipeline Natural Gas |  | Steam Injection | Electric Utility |  | 0.0974 | 3.427 | 85069.909 | 0.1074 | 0.98 | 24192.371 | 0.1051 | 10.027 | 239320.423 | 0.1109 | 8.916 | 207224.423 | 0.0954 | 15.957 | 419942.685 | 0.0934 | 10.189 | 265324.683 | 0.0992 | 3.556 | 88102.981 | 0.0926 | 12.321 | 318138.395 | 0.0919 | 17.2 | 436145.7 | 0.0757 | 39.2 | 1065856.8 | 18.3 | Steam Injection | Low Ozone Season Rate | 0.0757 | 0.0757 | 14.1 |  |  | 14.1
MI | Jackson MI Facility | 55270 | LM4 | Jackson | 2002-05-04 | 650 | 60 | 42.2488 | -84.3767 | ARP, CAIRNOX, CAIROS, CAIRSO2, TRNOX, TRSO2G1 | Combined cycle | Pipeline Natural Gas |  | Steam Injection | Electric Utility |  | 0.1012 | 3.268 | 81547.978 | 0.0979 | 1.688 | 41627.097 | 0.117 | 7.495 | 168089.719 | 0.1121 | 8.694 | 202234.788 | 0.0999 | 16.416 | 421582.612 | 0.09 | 9.885 | 261473.965 | 0.0943 | 3.89 | 95935.178 | 0.0894 | 13.57 | 347886.572 | 0.0891 | 18.1 | 456035.3 | 0.0756 | 37.5 | 1020563 | 19.1 | Steam Injection | Low Ozone Season Rate | 0.0756 | 0.0756 | 15.4 |  |  | 15.4
MI | Jackson MI Facility | 55270 | LM5 | Jackson | 2002-05-08 | 650 | 60 | 42.2488 | -84.3767 | ARP, CAIRNOX, CAIROS, CAIRSO2, TRNOX, TRSO2G1 | Combined cycle | Pipeline Natural Gas |  | Steam Injection | Electric Utility |  | 0.1037 | 3.536 | 86957.066 | 0.107 | 1.281 | 33185.069 | 0.1005 | 9.945 | 241329.496 | 0.108 | 8.507 | 204737.063 | 0.0953 | 16.329 | 423857.143 | 0.0875 | 9.905 | 263331.573 | 0.0974 | 3.635 | 90541.96 | 0.0889 | 12.912 | 343720.862 | 0.091 | 17.3 | 448592.7 | 0.0746 | 39.1 | 1076817.2 | 18.8 | Steam Injection | Low Ozone Season Rate | 0.0746 | 0.0746 | 14.2 |  |  | 14.2
MI | Jackson MI Facility | 55270 | LM6 | Jackson | 2002-05-10 | 650 | 60 | 42.2488 | -84.3767 | ARP, CAIRNOX, CAIROS, CAIRSO2, TRNOX, TRSO2G1 | Combined cycle | Pipeline Natural Gas |  | Steam Injection | Electric Utility |  | 0.1111 | 3.753 | 85492.49 | 0.1012 | 1.152 | 27699.241 | 0.1141 | 7.863 | 184456.841 | 0.1091 | 8.274 | 192625.705 | 0.0993 | 15.881 | 406473.384 | 0.0909 | 10.031 | 264425.68 | 0.095 | 3.781 | 94330.446 | 0.0897 | 13.303 | 341245.805 | 0.0868 | 16.9 | 435091.8 | 0.0744 | 39.3 | 1081580.7 | 18.2 | Steam Injection | Low Ozone Season Rate | 0.0744 | 0.0744 | 14.4 |  |  | 14.4
MI | James De Young | 1830 | 5 | Ottawa | 1969-04-02 | 430 | 29.3 | 42.7956 | -86.1133 | ARP, NBP | Dry bottom wall-fired boiler | Coal | Pipeline Natural Gas | Low NOx Burner Technology (Dry Bottom only) | Electric Utility | Electric Services | 0.4209 | 199.075 | 938115.023 | 0.4044 | 115.846 | 571201.52 | 0.3862 | 172.116 | 854060.017 | 0.3778 | 125.456 | 646378.544 | 0.4854 | 127.761 | 527645.035 | 0.4347 | 148.804 | 692102.256 | 0.4049 | 112.494 | 554141.412 | 0.4128 | 64.918 | 310764.451 | 0.3921 | 121.1 | 609972.2 | 0.3816 | 31.7 | 160461.3 | 38.6 |  | New SNCR | 0.3778 | 0.22668 | 70 | Shutdown | Gas Combined Cycle Replacement | 2.9 | 118.2
MI | Kalamazoo River Generating Station | 55101 | 1 | Kalamazoo | 1999-06-10 | 879 | 73.1 | 42.2797 | -85.4922 | ARP, CAIRNOX, CAIROS, CAIRSO2, TRNOX, TRSO2G1 | Combustion turbine | Pipeline Natural Gas |  | Other | Electric Utility |  | 0.0446 | 0.546 | 23331.5 | 0.0448 | 1.306 | 56757.4 | 0.05 | 4.24 | 164296.125 | 0.0566 | 1.718 | 57939.375 | 0.0481 | 0.613 | 24501.575 | 0.051 | 0.16 | 5864.925 | 0.0582 | 0.664 | 21398.41 | 0.0441 | 2.036 | 92411.162 | 0.0465 | 1.1 | 46590.7 | 0.0441 | 2 | 90749.2 | 1.4 | Other | Low Ozone Season Rate | 0.0441 | 0.0441 | 1.1 |  |  | 1.1
MI | Kalkaska Ct Project #1 | 7984 | 1A | Kalkaska | 2002-11-25 | 325 | 60.5 | 44.6889 | -85.2019 | ARP, CAIRNOX, CAIROS, CAIRSO2, TRNOX, TRSO2G1 | Combustion turbine | Pipeline Natural Gas |  | Water Injection<br>Other | Electric Utility |  | 0.0809 | 1.492 | 37050.175 | 0.0828 | 0.786 | 19000.1 | 0.083 | 0.677 | 16313.675 | 0.0829 | 1.047 | 25243.975 | 0.083 | 3.737 | 90031.767 | 0.074 | 0.652 | 17619.006 | 0.074 | 0.909 | 24558.67 | 0.074 | 4.106 | 110979.533 | 0.074 | 4.5 | 122786.8 | 0.074 | 5.7 | 154488.3 | 10.3 | Water Injection<br>Other | Low Ozone Season Rate | 0.074 | 0.074 | 4.5 |  |  | 4.5
MI | Kalkaska Ct Project #1 | 7984 | 1B | Kalkaska | 2002-11-25 | 325 | 75 | 44.6889 | -85.2019 | ARP, CAIRNOX, CAIROS, CAIRSO2, TRNOX, TRSO2G1 | Combustion turbine | Pipeline Natural Gas |  | Water Injection<br>Other | Electric Utility |  | 0.0831 | 1.794 | 43173.8 | 0.0829 | 0.565 | 13621.025 | 0.083 | 0.977 | 23548.275 | 0.0831 | 1.002 | 24114.625 | 0.0831 | 3.803 | 91460.25 | 0.078 | 0.673 | 17251.009 | 0.078 | 0.987 | 25302.819 | 0.078 | 4.346 | 111428.124 | 0.078 | 4 | 103109.6 | 0.078 | 5.9 | 151320.7 | 8.6 | Water Injection<br>Other | Low Ozone Season Rate | 0.078 | 0.078 | 4 |  |  | 4
MI | Livingston Generating Station | 55102 | 1 | Otsego | 1999-06-07 | 550 | 42.9 | 45.0291 | -84.7332 | ARP, CAIRNOX, CAIROS, CAIRSO2, TRNOX, TRSO2G1 | Combustion turbine | Pipeline Natural Gas |  | Water Injection | Electric Utility |  | 0.1738 | 1.906 | 21187.225 | 0.1899 | 1.725 | 17335.925 | 0.2198 | 9.818 | 89306.575 | 0.2423 | 1.182 | 9746.45 | 0.2413 | 1.458 | 12032.175 | 0.2386 | 0.357 | 2717.025 | 0.3089 | 4.282 | 26168.671 | 0.2974 | 8.996 | 57872.018 | 0.2917 | 15.9 | 105975.3 | 0.2559 | 6.9 | 53341.3 | 5.2 | Water Injection | Low Ozone Season Rate | 0.1738 | 0.1738 | 9.5 |  |  | 9.5
MI | Livingston Generating Station | 55102 | 2 | Otsego | 1999-06-07 | 550 | 42.4 | 45.0291 | -84.7332 | ARP, CAIRNOX, CAIROS, CAIRSO2, TRNOX, TRSO2G1 | Combustion turbine | Pipeline Natural Gas |  | Water Injection | Electric Utility |  | 0.2316 | 2.693 | 22562.25 | 0.2204 | 1.848 | 16222.3 | 0.2568 | 11.756 | 91409.075 | 0.2399 | 3.488 | 28975.375 | 0.2214 | 2.579 | 22930.4 | 0.2092 | 1.768 | 15838.15 | 0.2039 | 11.507 | 111670.065 | 0.1699 | 0.77 | 8579.827 | 0.1692 | 4.5 | 52530.5 | 0.1864 | 1.6 | 16185.9 | 2.6 | Water Injection | Low Ozone Season Rate | 0.1692 | 0.1692 | 4.5 |  |  | 4.5
MI | Livingston Generating Station | 55102 | 3 | Otsego | 1999-06-07 | 550 | 42.4 | 45.0291 | -84.7332 | ARP, CAIRNOX, CAIROS, CAIRSO2, TRNOX, TRSO2G1 | Combustion turbine | Pipeline Natural Gas |  | Water Injection | Electric Utility |  | 0.2123 | 2.322 | 21435.825 | 0.2191 | 0.864 | 7555.175 | 0.2424 | 13.169 | 108418.5 | 0.2395 | 3.861 | 32106.4 | 0.2391 | 4.014 | 33230.65 | 0.2243 | 0.6 | 4964.175 | 0.242 | 13.12 | 106872.94 | 0.2346 | 8.302 | 69032.555 | 0.2345 | 15.2 | 126641.1 | 0.2174 | 5.1 | 45364.9 | 6.3 | Water Injection | Low Ozone Season Rate | 0.2123 | 0.2123 | 13.7 |  |  | 13.7
MI | Livingston Generating Station | 55102 | 4 | Otsego | 1999-06-07 | 550 | 42.4 | 45.0291 | -84.7332 | ARP, CAIRNOX, CAIROS, CAIRSO2, TRNOX, TRSO2G1 | Combustion turbine | Pipeline Natural Gas |  | Water Injection | Electric Utility |  | 0.201 | 2.185 | 21497.95 | 0.1957 | 1.664 | 16265.75 | 0.208 | 9.508 | 91425.1 | 0.207 | 2.582 | 24945.175 | 0.2078 | 1.208 | 11541 | 0.2156 | 0.142 | 1137.15 | 0.2206 | 10.904 | 97612.494 | 0.1948 | 3.187 | 32532.242 | 0.2192 | 8.4 | 75215.9 | 0.1923 | 0.6 | 6059.7 | 3.7 | Water Injection | Low Ozone Season Rate | 0.1923 | 0.1923 | 7.4 |  |  | 7.4
MI | Marysville | 1732 | 9 | Saint Clair | 1947-01-01 | 660 | 75 | 42.9258 | -82.4606 | ARP, NBP | Tangentially-fired | Coal | Pipeline Natural Gas |  | Electric Utility | Electric Services | [30 empty] | 0 |  | New SNCR | 0 | 0 | 0 | Shutdown | Gas Combined Cycle Replacement/No operation 2011 | 0 | 0
MI | Marysville | 1732 | 10 | Saint Clair | 1930-09-01 | 660 | 50 | 42.9258 | -82.4606 | ARP, NBP | Tangentially-fired | Coal | Pipeline Natural Gas |  | Electric Utility | Electric Services | [30 empty] | 0 |  | New SNCR | 0 | 0 | 0 | Shutdown | Gas Combined Cycle Replacement/No operation 2011 | 0 | 0
MI | Marysville | 1732 | 11 | Saint Clair | 1930-09-01 | 675 | 50 | 42.9258 | -82.4606 | ARP, NBP | Tangentially-fired | Coal | Pipeline Natural Gas |  | Electric Utility | Electric Services | [30 empty] | 0 |  | New SNCR | 0 | 0 | 0 | Shutdown | Gas Combined Cycle Replacement/No operation 2011 | 0 | 0
MI | Marysville | 1732 | 12 | Saint Clair | 1947-01-01 | 675 | 75 | 42.9258 | -82.4606 | ARP, NBP | Tangentially-fired | Coal | Pipeline Natural Gas |  | Electric Utility | Electric Services | [30 empty] | 0 |  | New SNCR | 0 | 0 | 0 | Shutdown | Gas Combined Cycle Replacement/No operation 2011 | 0 | 0
MI | Mistersky | 1822 | 5 | Wayne | 1950-08-01 | 357 | 44 | 42.3038 | -83.0904 | ARP, NBP | Dry bottom wall-fired boiler | Pipeline Natural Gas | Residual Oil |  | Electric Utility | Electric Services | 0.1566 | 99.9 | 1276429.95 | 0.1599 | 95.445 | 1203918.375 | 0.156 | 76.547 | 981641.007 | 0.156 | 0.285 | 3652.95 | 0.1529 | 13.726 | 122176.304 | [11 empty] | 0 |  |  |  | 0 |  | New SNCR | 0.1529 | 0.09174 | 0 |  |  | 0
MI | Mistersky | 1822 | 6 | Wayne | 1958-08-01 | 416 | 50 | 42.3038 | -83.0904 | ARP, NBP | Tangentially-fired | Pipeline Natural Gas | Residual Oil | Combustion Modification/Fuel Reburning | Electric Utility | Electric Services | [6 empty] | 0.1789 | 67.94 | 759653.8 | 0.371 | 296.126 | 1595935.656 | 0.1201 | 35.65 | 582618.361 | 0.2853 | 125.895 | 881299.467 | 0.1698 | 17.453 | 201462.978 | 0.0939 | 31.594 | 671816.011 |  |  | 0 |  |  |  | 0 |  | Low Ozone Season Rate | 0.0939 | 0.0939 | 0 |  |  | 0
MI | Mistersky | 1822 | 7 | Wayne | 1979-01-22 | 562 | 60 | 42.3038 | -83.0904 | ARP, NBP | Dry bottom turbo-fired boiler | Pipeline Natural Gas | Residual Oil | Overfire Air | Electric Utility | Electric Services | 0.0983 | 52.328 | 1060243.25 | 0.0994 | 40.332 | 810624.475 | 0.156 | 78.108 | 1001237.574 | 0.156 | 17.097 | 219162.3 | 0.156 | 6.702 | 82876.5 | [11 empty] | 0 |  |  |  | 0 |  | Low Ozone Season Rate | 0.0983 | 0.0983 | 0 |  |  | 0
MI | Mistersky | 1822 | GT-1 | Wayne | 1974-12-05 | 300 | 35 | 42.3038 | -83.0904 | CAIRNOX, CAIROS, CAIRSO2, TRNOX, TRSO2G1 | Combustion turbine | Diesel Oil |  |  | Electric Utility |  | 1.1981 | 61.313 | 102215.8 |  |  |  | 1.2 | 16.466 | 27442 | 0.5849 | 7.367 | 24144.844 | 0.511 | 0.946 | 3473.288 | 0.5231 | 1.027 | 3594.249 | 0.4824 | 0.656 | 2483.087 | 0.4676 | 0.786 | 3091.479 |  |  |  | 1.2 | 6 | 10038.8 | 0 | None Reported | Water Injection | 0.4676 | 0.28056 | 0 |  |  | 0
MI | Monroe | 1733 | 1 | Monroe | 1971-03-01 | 8500 | 817.2 | 41.8917 | -83.3461 | ARP, NBP | Cell burner boiler | Coal | Diesel Oil | Low NOx Cell Burner<br>Selective Catalytic Reduction (Began Apr 01, 2003) | Electric Utility | Electric Services | 0.1249 | 838.686 | 15100000 | 0.3198 | 2186.662 | 14000000 | 0.2416 | 2220.611 | 18400000 | 0.2511 | 2827.182 | 22600000 | 0.2744 | 2986.88 | 21500000 | 0.4119 | 4326.337 | 20800000 | 0.2754 | 3175.774 | 23300000 | 0.2946 | 2998.685 | 20500000 | 0.2514 | 2025.8 | 16500000 | 0.247 | 2517 | 19600000 | 53 | SCR | Existing SCR | 0.1249 | 0.1249 | 1006.5 |  |  | 1006.5
MI | Monroe | 1733 | 2 | Monroe | 1972-12-01 | 8500 | 822.6 | 41.8917 | -83.3461 | ARP, NBP | Cell burner boiler | Coal | Diesel Oil | Low NOx Cell Burner | Electric Utility | Electric Services | 0.2933 | 2426.092 | 14900000 | 0.3276 | 2022.088 | 12100000 | 0.2766 | 2797.726 | 19300000 | 0.2907 | 2691.816 | 17700000 | 0.3068 | 2979.631 | 18400000 | 0.4016 | 3489.776 | 17300000 | 0.3093 | 3288.856 | 20700000 | 0.3288 | 2216.023 | 12900000 | 0.2851 | 2810.5 | 19300000 | 0.2589 | 2536.2 | 18700000 | 61.9 |  | New SCR | 0.2589 | 0.06 | 591.5 |  |  | 591.5
MI | Monroe | 1733 | 3 | Monroe | 1973-02-01 | 7425 | 822.6 | 41.8917 | -83.3461 | ARP, NBP | Cell burner boiler | Coal | Diesel Oil | Low NOx Cell Burner | Electric Utility | Electric Services | 0.2424 | 2444.774 | 16400000 | 0.3242 | 2172.908 | 12800000 | 0.3261 | 3573.041 | 20800000 | 0.3114 | 2815.139 | 17100000 | 0.0655 | 630.839 | 19700000 | 0.0885 | 937.292 | 21700000 | 0.0627 | 596.183 | 20100000 | 0.0664 | 775.281 | 24000000 | 0.0573 | 500 | 19200000 | 0.0686 | 596.1 | 17900000 | 70.6 | SCR | Existing SCR | 0.0573 | 0.0573 | 500 |  |  | 500
MI | Monroe | 1733 | 4 | Monroe | 1974-02-01 | 7425 | 817.2 | 41.8917 | -83.3461 | ARP, NBP | Cell burner boiler | Coal | Diesel Oil | Low NOx Cell Burner<br>Selective Catalytic Reduction (Began Apr 01, 2003) | Electric Utility | Electric Services | 0.565 | 6133.325 | 25400000 | 0.2543 | 1866.41 | 15000000 | 0.3203 | 3319.364 | 21000000 | 0.2829 | 2710.008 | 18900000 | 0.0696 | 694.444 | 19900000 | 0.0812 | 796.605 | 20100000 | 0.0944 | 940.943 | 19600000 | 0.0869 | 963.54 | 22300000 | 0.0781 | 797.5 | 20800000 | 0.0789 | 638.4 | 17000000 | 76.3 | SCR | Existing SCR | 0.0696 | 0.0696 | 710.7 |  |  | 710.7
MI | New Covert Generating Project | 55297 | 1 | Van Buren | 2003-08-20 | 2926 | 245 | 42.3231 | -86.2925 | ARP, CAIRNOX, CAIROS, CAIRSO2, TRNOX, TRSO2G1 | Combined cycle | Pipeline Natural Gas |  | Dry Low NOx Burners<br>Selective Catalytic Reduction | Electric Utility |  | 0.368 | 68.291 | 371133.8 | 0.023 | 1.529 | 268249.475 | 0.0161 | 8.675 | 1868853.8 | 0.0146 | 6.738 | 1527206.975 | 0.0143 | 9.85 | 2204998.55 | 0.0144 | 6.162 | 1460780.442 | 0.0082 | 7.978 | 2331835.29 | 0.0083 | 12.865 | 3665805.042 | 0.0122 | 10.2 | 2157766.2 | 0.007 | 12.1 | 3940648.5 | 20.1 | Dry Low NOx Burners<br>Selective Catalytic Reduction | Existing SCR | 0.007 | 0.007 | 5.9 |  |  | 5.9
MI | New Covert Generating Project | 55297 | 2 | Van Buren | 2003-09-19 | 2926 | 245 | 42.3231 | -86.2925 | ARP, CAIRNOX, CAIROS, CAIRSO2, TRNOX, TRSO2G1 | Combined cycle | Pipeline Natural Gas |  | Dry Low NOx Burners<br>Selective Catalytic Reduction | Electric Utility |  | 0.368 | 185.054 | 1005723.975 | 0.0179 | 1.717 | 326685.55 | 0.0129 | 9.631 | 2113179.15 | 0.0107 | 7.056 | 1776209.5 | 0.0169 | 14.667 | 2590526.875 | 0.015 | 4.649 | 1082729.817 | 0.0095 | 8.008 | 1990197.797 | 0.0095 | 13.705 | 3547880.563 | 0.0095 | 12.7 | 3305897.6 | 0.0082 | 21.2 | 5563453.8 | 30.8 | Dry Low NOx Burners<br>Selective Catalytic Reduction | Existing SCR | 0.0082 | 0.0082 | 10.9 |  |  | 10.9
MI | New Covert Generating Project | 55297 | 3 | Van Buren | 2003-11-16 | 2926 | 245 | 42.3231 | -86.2925 | ARP, CAIRNOX, CAIROS, CAIRSO2, TRNOX, TRSO2G1 | Combined cycle | Pipeline Natural Gas |  | Dry Low NOx Burners<br>Selective Catalytic Reduction | Electric Utility |  |  |  |  | 0.0184 | 3.155 | 577842.625 | 0.0191 | 10.796 | 1977411.225 | 0.0162 | 8.812 | 1497190.575 | 0.022 | 13.335 | 2047527.2 | 0.0153 | 4.808 | 1044858.476 | 0.0092 | 6.861 | 1902745.186 | 0.007 | 10.535 | 3313508.544 | 0.0079 | 8.2 | 2587665.1 | 0.0067 | 16.5 | 5346394.4 | 24.1 | Dry Low NOx Burners<br>Selective Catalytic Reduction | Existing SCR | 0.0067 | 0.0067 | 7 |  |  | 7
MI | Presque Isle | 1769 | 2 | Marquette | 1962-01-07 | 428 | 37.5 | 46.5789 | -87.395 | ARP | Tangentially-fired | Coal | Residual Oil |  | Electric Utility | Electric Services | 0.4436 | 5.307 | 23212.849 | 0.4364 | 42.751 | 192733.054 | 0.4409 | 95.13 | 424944.261 | 0.3917 | 22.742 | 115086.188 | [18 empty] | 0 |  | New SNCR | 0.3917 | 0.23502 | 0 |  |  | 0
MI | Presque Isle | 1769 | 3 | Marquette | 1964-01-01 | 672 | 54.4 | 46.5789 | -87.395 | ARP | Tangentially-fired | Coal | Residual Oil | Low NOx Burner Technology w/ Closed-coupled OFA | Electric Utility | Electric Services | 0.3639 | 157.325 | 872399.783 | 0.3776 | 253.424 | 1344162.742 | 0.362 | 380.197 | 2072168.438 | 0.3242 | 268.101 | 1656131.271 | 0.3107 | 295.494 | 1902583.733 | 0.2883 | 250.312 | 1733947.426 | [12 empty] | 0 |  | New SNCR | 0.2883 | 0.17298 | 0 | Shutdown | Gas Combined Cycle Replacement/No operation 2011 | 0 | 0
MI | Presque Isle | 1769 | 4 | Marquette | 1966-12-01 | 676 | 57.8 | 46.5789 | -87.395 | ARP | Tangentially-fired | Coal | Residual Oil | Low NOx Burner Technology w/ Closed-coupled OFA | Electric Utility | Electric Services | 0.3815 | 275.033 | 1462741.384 | 0.3843 | 215.725 | 1123246.658 | 0.3572 | 304.936 | 1688378.4 | 0.3271 | 224.619 | 1372633.839 | 0.3114 | 283.126 | 1822140.114 | 0.2862 | 225.06 | 1562608.776 | [12 empty] | 0 |  | New SNCR | 0.2862 | 0.17172 | 0 | Shutdown | Gas Combined Cycle Replacement/No operation 2011 | 0 | 0
MI | Presque Isle | 1769 | 5 | Marquette | 1974-12-01 | 1009 | 90 | 46.5789 | -87.395 | ARP | Dry bottom wall-fired boiler | Coal | Residual Oil | Low NOx Burner Technology (Dry Bottom only) (Began Jan 03, 2003) | Electric Utility | Electric Services | 0.3572 | 374.846 | 2061454.858 | 0.3624 | 321.292 | 1743395.939 | 0.3787 | 468.492 | 2442716.841 | 0.3472 | 472.584 | 2649669.149 | 0.3797 | 508.586 | 2631570.838 | 0.3744 | 442.991 | 2306329.158 | 0.3729 | 389.927 | 2033575.118 | 0.3431 | 233.644 | 1311736.179 | 0.3511 | 241.9 | 1343563.1 | 0.2932 | 231.8 | 1588186 | 36.3 |  | New SNCR | 0.2932 | 0.17592 | 121.2 |  |  | 121.2
MI | Presque Isle | 1769 | 6 | Marquette | 1975-04-01 | 1069 | 90 | 46.5789 | -87.395 | ARP | Dry bottom wall-fired boiler | Coal | Residual Oil | Low NOx Burner Technology (Dry Bottom only) | Electric Utility | Electric Services | 0.3754 | 333.28 | 1747689.053 | 0.374 | 361.871 | 1920231.725 | 0.3884 | 448.909 | 2303735.25 | 0.3557 | 406.317 | 2231371.574 | 0.368 | 498.19 | 2641749.864 | 0.3769 | 523.119 | 2740079.78 | 0.3774 | 513.672 | 2678301.493 | 0.3583 | 309.55 | 1665124.126 | 0.3523 | 367.8 | 2058254.9 | 0.3039 | 255.1 | 1650829.3 | 52.4 |  | New SCR | 0.3039 | 0.06 | 62.6 |  |  | 62.6
MI | Presque Isle | 1769 | 7 | Marquette | 1978-06-01 | 1102 | 90 | 46.5789 | -87.395 | ARP | Dry bottom wall-fired boiler | Coal | Diesel Oil |  | Electric Utility | Electric Services | 0.4899 | 567.777 | 2304342.431 | 0.4875 | 582.498 | 2378865.948 | 0.4203 | 676.421 | 3203683.178 | 0.3849 | 572.426 | 2972740.419 | 0.4032 | 562.678 | 2790150.869 | 0.4039 | 597.899 | 2954433.824 | 0.3811 | 496.874 | 2601578.18 | 0.3991 | 562.011 | 2814308.311 | 0.3912 | 489.6 | 2499904.2 | 0.327 | 332.7 | 2024290.5 | 61.8 |  | New SCR | 0.327 | 0.06 | 75.1 |  |  | 75.1
MI | Presque Isle | 1769 | 8 | Marquette | 1978-11-01 | 1070 | 90 | 46.5789 | -87.395 | ARP | Dry bottom wall-fired boiler | Coal | Diesel Oil |  | Electric Utility | Electric Services | 0.4912 | 673.182 | 2735688.424 | 0.3763 | 450.179 | 2385194.17 | 0.3971 | 540.236 | 2706455.809 | 0.3956 | 506.63 | 2557149.542 | 0.4064 | 581.637 | 2856775.342 | 0.4036 | 641.795 | 3171935.464 | 0.3825 | 606.761 | 3168510.794 | 0.4033 | 647.107 | 3204823.35 | 0.3897 | 589.3 | 3007551.8 | 0.3218 | 363.7 | 2243424.9 | 76.5 |  | New SCR | 0.3218 | 0.06 | 90.7 |  |  | 90.7
MI | Presque Isle | 1769 | 9 | Marquette | 1979-09-01 | 1070 | 90 | 46.5789 | -87.395 | ARP | Dry bottom wall-fired boiler | Coal | Diesel Oil |  | Electric Utility | Electric Services | 0.4861 | 556.242 | 2270261.623 | 0.4794 | 526.951 | 2174999.274 | 0.4116 | 578.239 | 2798185.793 | 0.4039 | 663.952 | 3282611.843 | 0.4045 | 682.449 | 3370512.277 | 0.4089 | 585.41 | 2862728.93 | 0.3781 | 564.256 | 2978507.62 | 0.4026 | 621.226 | 3082891.12 | 0.3884 | 545.9 | 2798515.2 | 0.3248 | 323.5 | 1981737.8 | 71.2 |  | New SCR | 0.3248 | 0.06 | 84.3 |  |  | 84.3
MI | Renaissance Power | 55402 | CT1 | Montcalm | 2002-03-01 | 2200 | 170 | 43.1864 | -84.8429 | ARP, CAIRNOX, CAIROS, CAIRSO2, TRNOX, TRSO2G1 | Combustion turbine | Pipeline Natural Gas |  | Dry Low NOx Burners | Electric Utility |  | 0.0449 | 4.88 | 242130.575 | 0.0468 | 8.937 | 539088.9 | 0.0529 | 19.569 | 874372.5 | 0.053 | 5.027 | 231035.875 | 0.0484 | 17.664 | 821234.409 | 0.0482 | 14.579 | 692324.086 | 0.0497 | 6.391 | 293306.175 | 0.046 | 15.595 | 745644.523 | 0.037 | 14.1 | 740533.1 | 0.0401 | 25.2 | 1225027.1 | 9.2 | Dry Low NOx Burners | Low Ozone Season Rate | 0.037 | 0.037 | 14.1 |  |  | 14.1
MI | Renaissance Power | 55402 | CT2 | Montcalm | 2002-03-01 | 2200 | 170 | 43.1864 | -84.8429 | ARP, CAIRNOX, CAIROS, CAIRSO2, TRNOX, TRSO2G1 | Combustion turbine | Pipeline Natural Gas |  | Dry Low NOx Burners | Electric Utility |  | 0.048 | 5.519 | 248335.775 | 0.0483 | 1.268 | 59972.5 | 0.0509 | 14.62 | 637468.05 | 0.0495 | 7.648 | 349256.647 | 0.0469 | 16.286 | 782399.571 | 0.0471 | 13.417 | 636326.83 | 0.0501 | 5.992 | 271158.304 | 0.046 | 10.029 | 469109.157 | 0.0467 | 11.9 | 555896.3 | 0.0466 | 20.7 | 970217.4 | 6.9 | Dry Low NOx Burners | Low Ozone Season Rate | 0.046 | 0.046 | 11.8 |  |  | 11.8
MI | Renaissance Power | 55402 | CT3 | Montcalm | 2002-03-01 | 2200 | 170 | 43.1864 | -84.8429 | ARP, CAIRNOX, CAIROS, CAIRSO2, TRNOX, TRSO2G1 | Combustion turbine | Pipeline Natural Gas |  | Dry Low NOx Burners | Electric Utility |  | 0.0507 | 5.223 | 231850.275 | 0.0554 | 2.112 | 88758.55 | 0.0538 | 24.503 | 1049164.55 | 0.0492 | 15.793 | 714504.956 | 0.0521 | 16.551 | 713040.317 | 0.0476 | 12.744 | 587235.524 | 0.0508 | 5.597 | 248910.485 | 0.0486 | 15.911 | 721166.021 | 0.0463 | 16.4 | 787322.8 | 0.0469 | 18 | 857543.1 | 9.7 | Dry Low NOx Burners | Low Ozone Season Rate | 0.0463 | 0.0463 | 16.4 |  |  | 16.4
MI | Renaissance Power | 55402 | CT4 | Montcalm | 2002-03-01 | 2200 | 170 | 43.1864 | -84.8429 | ARP, CAIRNOX, CAIROS, CAIRSO2, TRNOX, TRSO2G1 | Combustion turbine | Pipeline Natural Gas |  | Dry Low NOx Burners | Electric Utility |  | 0.0488 | 4.353 | 200583.875 | 0.0528 | 2.039 | 90539.5 | 0.048 | 23.416 | 1115844 | 0.0461 | 14.598 | 704057.848 | 0.0498 | 14.907 | 679296.336 | 0.0481 | 12.141 | 566243.78 | 0.0478 | 4.414 | 210934.107 | 0.0438 | 16.139 | 805355.364 | 0.0435 | 10.4 | 520427.3 | 0.0507 | 21.5 | 931106.3 | 6.4 | Dry Low NOx Burners | Low Ozone Season Rate | 0.0435 | 0.0435 | 10.4 |  |  | 10.4
MI | River Rouge | 1740 | 1 | Wayne | 1956-01-01 | 2448 | 282.6 | 42.2733 | -83.1131 | ARP, NBP | Dry bottom wall-fired boiler | Pipeline Natural Gas |  | Low NOx Burner Technology (Dry Bottom only) | Electric Utility |  | 0.114 | 14.013 | 252639.427 | 0.15 | 1.357 | 18092.39 | 0.15 | 4.154 | 55402.495 | [17 empty] | 0 |  |  |  | 0 |  | New SCR | 0.114 | 0.06 | 0 |  |  | 0
MI | River Rouge | 1740 | 2 | Wayne | 1957-10-01 | 3000 | 292.5 | 42.2733 | -83.1131 | ARP, NBP | Tangentially-fired | Coal | Other Gas, Pipeline Natural Gas, Process Gas | Low NOx Burner Technology w/ Separated OFA | Electric Utility |  | 0.2039 | 690.599 | 6867919.879 | 0.19 | 498.726 | 5419057.916 | 0.1772 | 555.45 | 6211561.88 | 0.1724 | 528.12 | 6025521.449 | 0.1726 | 663.329 | 7666966.503 | 0.2074 | 596.831 | 5832052.683 | 0.1752 | 566.328 | 6732470.639 | 0.1647 | 637.13 | 7732341.575 | 0.2688 | 769.2 | 5945417.2 | 0.208 | 466.6 | 4981165.7 | 54 |  | New SCR | 0.1647 | 0.06 | 171.7 |  |  | 171.7
MI | River Rouge | 1740 | 3 | Wayne | 1958-09-01 | 3600 | 358.1 | 42.2733 | -83.1131 | ARP, NBP | Dry bottom wall-fired boiler | Coal | Other Gas, Pipeline Natural Gas, Process Gas | Low NOx Burner Technology (Dry Bottom only) | Electric Utility |  | 0.3358 | 929.694 | 5297685.095 | 0.2715 | 839.804 | 6013576.13 | 0.36 | 1040.852 | 5617051.707 | 0.294 | 1032.294 | 6811524.036 | 0.3368 | 1412.246 | 8114259.484 | 0.3421 | 1369.751 | 7780162.287 | 0.3363 | 1381.963 | 8086487.062 | 0.3449 | 1545.243 | 8778507.327 | 0.332 | 1159.9 | 6804585.5 | 0.2595 | 830.3 | 6044817.8 | 51.5 |  | New SCR | 0.2595 | 0.06 | 209.6 |  |  | 209.6
MI | Shiras | 1843 | 3 | Marquette | 1983-03-10 | 517 | 44 | 46.5314 | -87.3917 | ARP | Tangentially-fired | Coal | Residual Oil |  | Electric Utility | Electric Services | 0.1304 | 100.445 | 1561097.8 | 0.1516 | 90.944 | 1199208.1 | 0.1672 | 128.531 | 1548392.7 | 0.1602 | 138.208 | 1739164.1 | 0.1453 | 119.462 | 1668705.475 | 0.1584 | 128.876 | 1656022.7 | 0.1524 | 103.015 | 1350760.2 | 0.1495 | 98.191 | 1329317.4 | 0.1562 | 119.3 | 1541582 | 0.1596 | 113.2 | 1414045.6 | 81.2 |  | New SNCR | 0.1304 | 0.07824 | 59.8 |  |  | 59.8
MI | St. Clair | 1743 | 1 | Saint Clair | 1953-07-01 | 2340 | 168.7 | 42.7625 | -82.4722 | ARP, NBP | Dry bottom wall-fired boiler | Coal | Residual Oil, Pipeline Natural Gas |  | Electric Utility | Electric Services | 0.6497 | 922.602 | 2847462.335 | 0.6536 | 1075.177 | 3320726.603 | 0.6966 | 1258.705 | 3658569.583 | 0.3356 | 626.042 | 3910840.58 | 0.3729 | 743.326 | 4078100.234 | 0.3724 | 653.128 | 3536926.678 | 0.3996 | 637.611 | 3263489.527 | 0.3012 | 478.344 | 3252165.759 | 0.3078 | 495.2 | 3347085.2 | 0.3391 | 510.6 | 2997040.1 | 39 |  | New SCR | 0.3012 | 0.06 | 96.5 |  |  | 96.5
MI | St. Clair | 1743 | 2 | Saint Clair | 1953-01-01 | 2310 | 156.2 | 42.7625 | -82.4722 | ARP, NBP | Dry bottom wall-fired boiler | Coal | Residual Oil, Pipeline Natural Gas | Low NOx Cell Burner | Electric Utility | Electric Services | 0.3729 | 432.436 | 2274844.267 | 0.365 | 581.418 | 3255685.883 | 0.379 | 644.776 | 3477329.417 | 0.306 | 551.166 | 3672556.84 | 0.3302 | 615.448 | 3752300.05 | 0.3528 | 740.99 | 4253606.463 | 0.3836 | 767.084 | 4060912.759 | 0.4274 | 820.542 | 3849743.623 | 0.4116 | 672.4 | 3280329.7 | 0.3416 | 504.6 | 2948024.4 | 38.7 |  | New SCR | 0.306 | 0.06 | 98 |  |  | 98
MI | St. Clair | 1743 | 3 | Saint Clair | 1954-05-01 | 2210 | 156.2 | 42.7625 | -82.4722 | ARP, NBP | Dry bottom wall-fired boiler | Coal | Residual Oil, Pipeline Natural Gas |  | Electric Utility | Electric Services | 0.5905 | 1137.226 | 3914287.853 | 0.2733 | 462.494 | 3398648.997 | 0.3706 | 660.754 | 3514243.735 | 0.3931 | 809.552 | 4105933.392 | 0.3908 | 819.904 | 4183344.637 | 0.4294 | 960.638 | 4499924.81 | 0.4126 | 771.112 | 3710639.876 | 0.4128 | 772.561 | 3699760.331 | 0.428 | 723.7 | 3364319.6 | 0.4282 | 798.7 | 3662613.1 | 41.5 |  | New SCR | 0.2733 | 0.06 | 101.5 |  |  | 101.5
MI | St. Clair | 1743 | 4 | Saint Clair | 1954-09-01 | 2150 | 168.7 | 42.7625 | -82.4722 | ARP, NBP | Dry bottom wall-fired boiler | Coal | Residual Oil, Pipeline Natural Gas |  | Electric Utility | Electric Services | 0.6478 | 1169.804 | 3640160.902 | 0.6232 | 864.846 | 2832614.887 | 0.3214 | 602.063 | 3832335.497 | 0.3364 | 702.598 | 4323977.846 | 0.3282 | 676.251 | 4225086.283 | 0.3649 | 650.262 | 3620902.125 | 0.3199 | 582.104 | 3750347.35 | 0.3698 | 670.403 | 3639794.391 | 0.3391 | 553.4 | 3343210 | 0.3378 | 639 | 3851371.6 | 42.3 |  | New SCR | 0.3199 | 0.06 | 97.9 |  |  | 97.9
MI | St. Clair | 1743 | 6 | Saint Clair | 1961-02-01 | 3800 | 352.7 | 42.7625 | -82.4722 | ARP, NBP | Tangentially-fired | Coal | Diesel Oil, Pipeline Natural Gas | Low NOx Burner Technology w/ Separated OFA | Electric Utility | Electric Services | 0.1414 | 551.335 | 7777085.268 | 0.1491 | 449.577 | 6047587.449 | 0.1363 | 491.996 | 7174177.496 | 0.1395 | 517.908 | 7455711.017 | 0.1445 | 586.05 | 8214638.951 | 0.1567 | 516.643 | 6636467.734 | 0.1801 | 681.379 | 7734082.824 | 0.1616 | 597.558 | 7491590.458 | 0.1617 | 568.8 | 7237698 | 0.1745 | 412.6 | 4698326 | 51.9 |  | New SCR | 0.1363 | 0.06 | 211 |  |  | 211
MI | St. Clair | 1743 | 7 | Saint Clair | 1969-01-01 | 5500 | 544.5 | 42.7625 | -82.4722 | ARP, NBP | Tangentially-fired | Coal | Diesel Oil | Low NOx Burner Technology w/ Separated OFA | Electric Utility | Electric Services | 0.1775 | 903.526 | 10000000 | 0.1732 | 802.791 | 9260163.231 | 0.1657 | 767.676 | 9087177.069 | 0.1633 | 815.493 | 9863788.377 | 0.1871 | 1037.279 | 10900000 | 0.1896 | 1080.437 | 11400000 | 0.1763 | 562.727 | 6286611.417 | 0.1895 | 982.806 | 10300000 | 0.1888 | 953.8 | 9959543.3 | 0.1778 | 913.6 | 9970193 | 49.3 |  | New SCR | 0.1633 | 0.06 | 303.1 |  |  | 303.1
MI | Sumpter Plant | 7972 | 1 | Wayne | 2002-04-15 | 1017.5 | 85 | 42.167 | -83.5318 | ARP, CAIRNOX, CAIROS, CAIRSO2, TRNOX, TRSO2G1 | Combustion turbine | Pipeline Natural Gas |  | Dry Low NOx Burners | Electric Utility |  | 0.0343 | 1.885 | 150452.225 | 0.0315 | 0.366 | 31657.1 | 0.0305 | 3.337 | 293630.475 | 0.0276 | 1.543 | 152271.675 | 0.0299 | 1.557 | 147588.275 | 0.0296 | 1.023 | 84735.661 | 0.0214 | 0.06 | 5407.132 | 0.0297 | 1.858 | 155305.73 | 0.0291 | 1.8 | 156321.4 | 0.0266 | 3.4 | 321070.9 | 4.2 | Dry Low NOx Burners | Low Ozone Season Rate | 0.0214 | 0.0214 | 1.3 |  |  | 1.3
MI | Sumpter Plant | 7972 | 2 | Wayne | 2002-04-15 | 1025.3 | 85 | 42.167 | -83.5318 | ARP, CAIRNOX, CAIROS, CAIRSO2, TRNOX, TRSO2G1 | Combustion turbine | Pipeline Natural Gas |  | Dry Low NOx Burners | Electric Utility |  | 0.0381 | 2.257 | 161777.975 | 0.04 | 0.466 | 34945.55 | 0.0288 | 3.099 | 295386.5 | 0.0273 | 1.66 | 162957.4 | 0.0294 | 1.652 | 153947.175 | 0.0555 | 2.22 | 88094.072 | 0.0464 | 0.09 | 5018.786 | 0.0296 | 1.868 | 154864.032 | 0.0267 | 1.5 | 140471 | 0.0293 | 3.5 | 303297.3 | 3.7 | Dry Low NOx Burners | Low Ozone Season Rate | 0.0267 | 0.0267 | 1.5 |  |  | 1.5
MI | Sumpter Plant | 7972 | 3 | Wayne | 2002-04-15 | 1030.8 | 85 | 42.167 | -83.5318 | ARP, CAIRNOX, CAIROS, CAIRSO2, TRNOX, TRSO2G1 | Combustion turbine | Pipeline Natural Gas |  | Dry Low NOx Burners | Electric Utility |  | 0.0352 | 2.068 | 155869.4 | 0.0359 | 0.435 | 31797.525 | 0.0335 | 3.43 | 285695.7 | 0.0336 | 2.157 | 158920.375 | 0.0365 | 2.246 | 156016.325 | 0.03 | 0.949 | 75802.278 | 0.0337 | 0.128 | 10178.451 | 0.0316 | 1.956 | 142836.205 | 0.0304 | 1.6 | 121703 | 0.0321 | 4.4 | 342457.6 | 3.2 | Dry Low NOx Burners | Low Ozone Season Rate | 0.03 | 0.03 | 1.5 |  |  | 1.5
MI | Sumpter Plant | 7972 | 4 | Wayne | 2002-04-15 | 1028.6 | 85 | 42.167 | -83.5318 | ARP, CAIRNOX, CAIROS, CAIRSO2, TRNOX, TRSO2G1 | Combustion turbine | Pipeline Natural Gas |  | Dry Low NOx Burners | Electric Utility |  | 0.0337 | 1.53 | 119315.35 | 0.0342 | 0.549 | 41442.65 | 0.0328 | 3.484 | 285631.975 | 0.033 | 1.986 | 154011.675 | 0.0344 | 2.53 | 186417.425 | 0.0297 | 0.893 | 73888.626 | 0.0335 | 0.133 | 10093.688 | 0.0312 | 1.798 | 132867.943 | 0.0295 | 1.8 | 147042.8 | 0.0309 | 4 | 332937.2 | 3.9 | Dry Low NOx Burners | Low Ozone Season Rate | 0.0295 | 0.0295 | 1.8 |  |  | 1.8
MI | Thetford | 1719 | 1 | Genesee | 1970-01-09 | 555 | 33.6 | 43.1568 | -83.6285 | CAIRNOX, CAIROS, CAIRSO2, TRNOX, TRSO2G1 | Combustion turbine | Pipeline Natural Gas |  |  | Electric Utility |  | 0.4963 | 1.313 | 5285.8 | 0.4965 | 1.266 | 5096.9 | 0.4969 | 16.777 | 67513.8 | 0.497 | 5.134 | 20658.6 | 0.4895 | 5.407 | 22058.4 | 0.4673 | 8.39 | 35930.7 | 0.4672 | 0.809 | 3466.1 | 0.4669 | 0.446 | 1910.9 | 0.467 | 0.1 | 258 |  |  |  | 0 | None Reported | Water Injection | 0.4669 | 0.28014 | 0 |  |  | 0
MI | Thetford | 1719 | 2 | Genesee | 1970-01-03 | 555 | 33.6 | 43.1568 | -83.6285 | CAIRNOX, CAIROS, CAIRSO2, TRNOX, TRSO2G1 | Combustion turbine | Pipeline Natural Gas |  |  | Electric Utility |  | 0.497 | 1.277 | 5137.9 | 0.4965 | 2.251 | 9060.7 | 0.4971 | 18.986 | 76391.2 | 0.497 | 4.149 | 16692.2 | 0.4879 | 3.358 | 13783 | 0.4664 | 2.313 | 9905.6 | 0.4676 | 0.682 | 2922.1 | 0.467 | 0.312 | 1335 | 0.467 | 0.8 | 3329.9 |  |  |  | 0.2 | None Reported | Water Injection | 0.4664 | 0.27984 | 0.5 |  |  | 0.5
MI | Thetford | 1719 | 3 | Genesee | 1970-06-23 | 555 | 33.6 | 43.1568 | -83.6285 | CAIRNOX, CAIROS, CAIRSO2, TRNOX, TRSO2G1 | Combustion turbine | Pipeline Natural Gas |  |  | Electric Utility |  | 0.4961 | 0.817 | 3289 | 0.4967 | 1.462 | 5884 | 0.4969 | 20.131 | 81010.5 | 0.4968 | 4.267 | 17169.8 | 0.4894 | 6.246 | 25517.2 | 0.4668 | 1.647 | 7052.2 | 0.467 | 0.76 | 3257 | 0.4668 | 1.118 | 4787.9 | 0.4669 | 1.2 | 5105.1 | 0.467 | 2.1 | 8800 | 0.3 | None Reported | Water Injection | 0.4668 | 0.28008 | 0.7 |  |  | 0.7
MI | Thetford | 1719 | 4 | Genesee | 1970-07-03 | 555 | 33.6 | 43.1568 | -83.6285 | CAIRNOX, CAIROS, CAIRSO2, TRNOX, TRSO2G1 | Combustion turbine | Pipeline Natural Gas |  |  | Electric Utility |  | 0.497 | 0.841 | 3384.3 | 0.497 | 1.321 | 5317.2 | 0.497 | 21.209 | 85353.9 | 0.4969 | 2.891 | 11635.3 | 0.4862 | 1.873 | 7717.1 | 0.4675 | 4.731 | 20259.4 | 0.4671 | 0.905 | 3875 | 0.4671 | 1.605 | 6873 | 0.467 | 7.2 | 30908.1 | 0.467 | 1.9 | 8250 | 1.5 | None Reported | Water Injection | 0.467 | 0.2802 | 4.3 |  |  | 4.3
MI | Trenton Channel | 1745 | 16 | Wayne | 1949-05-01 | 850 | 120 | 42.1236 | -83.1811 | ARP, NBP | Tangentially-fired | Coal | Diesel Oil |  | Electric Utility | Electric Services | 0.4329 | 338.776 | 1633486.589 | 0.4619 | 366.132 | 1677242.294 | 0.4306 | 345.993 | 1696304.437 | 0.4498 | 367.452 | 1758887.444 | 0.4441 | 351.91 | 1673866.746 | 0.4744 | 341.648 | 1515634.106 | 0.4845 | 303.04 | 1317534.06 | 0.5295 | 274.591 | 1079088.081 | 0.622 | 314.2 | 1041496 | 0.3991 | 201.5 | 1045089 | 33.4 |  | New SNCR | 0.3991 | 0.23946 | 121 |  |  | 121
MI | Trenton Channel | 1745 | 17 | Wayne | 1949-05-01 | 850 | 120 | 42.1236 | -83.1811 | ARP, NBP | Tangentially-fired | Coal | Diesel Oil |  | Electric Utility | Electric Services | 0.4317 | 360.326 | 1724274.452 | 0.4644 | 332.832 | 1525352.674 | 0.4304 | 332.595 | 1634174.71 | 0.4555 | 359.856 | 1703585.279 | 0.4434 | 364.264 | 1738076.703 | 0.4868 | 339.323 | 1471039.143 | 0.4836 | 328.278 | 1442171.331 | 0.5317 | 353.531 | 1403320.573 | 0.631 | 351.7 | 1152112.8 | 0.433 | 272.3 | 1315827.7 | 36.9 |  | New SNCR | 0.4304 | 0.25824 | 143.9 |  |  | 143.9
MI | Trenton Channel | 1745 | 18 | Wayne | 1949-05-01 | 850 | 120 | 42.1236 | -83.1811 | ARP, NBP | Tangentially-fired | Coal | Diesel Oil |  | Electric Utility | Electric Services | 0.4335 | 289.025 | 1370815.165 | 0.4623 | 342.171 | 1561732.637 | 0.4282 | 332.816 | 1636049.658 | 0.4511 | 340.878 | 1623370.223 | 0.4389 | 351.584 | 1682482.536 | 0.481 | 320.191 | 1398142.249 | 0.4729 | 280.34 | 1249187.098 | 0.5302 | 337.073 | 1334994.043 | 0.6296 | 335 | 1092066.7 | 0.4469 | 231.6 | 1077961.8 | 35 |  | New SNCR | 0.4282 | 0.25692 | 136.7 |  |  | 136.7
MI | Trenton Channel | 1745 | 19 | Wayne | 1949-05-01 | 850 | 120 | 42.1236 | -83.1811 | ARP, NBP | Tangentially-fired | Coal | Diesel Oil |  | Electric Utility | Electric Services | 0.4272 | 324.186 | 1565821.957 | 0.4633 | 315.647 | 1445106.515 | 0.4314 | 336.935 | 1642588.797 | 0.4499 | 345.188 | 1640500.274 | 0.4459 | 333.599 | 1574458.802 | 0.4892 | 281.618 | 1214254.71 | 0.479 | 296.093 | 1311948.92 | 0.5247 | 355.181 | 1421327.848 | 0.6306 | 324.2 | 1063947.5 | 0.4351 | 242.1 | 1165915.3 | 34.1 |  | New SNCR | 0.4272 | 0.25632 | 131.8 |  |  | 131.8
MI | Trenton Channel | 1745 | 9A | Wayne | 1967-11-01 | 6000 | 535.5 | 42.1236 | -83.1811 | ARP, NBP | Tangentially-fired | Coal | Diesel Oil | Low NOx Burner Technology w/ Separated OFA | Electric Utility | Electric Services | 0.1739 | 1120.664 | 12600000 | 0.1739 | 796.957 | 9010046.316 | 0.1789 | 1103.584 | 12200000 | 0.1859 | 1210.037 | 12700000 | 0.1726 | 1048.935 | 11600000 | 0.1771 | 1049.247 | 11600000 | 0.182 | 1179.737 | 12700000 | 0.1966 | 1316.888 | 13100000 | 0.1838 | 1100.9 | 11700000 | 0.1744 | 951.4 | 10700000 | 53.3 |  | New SCR | 0.1726 | 0.06 | 359.4 |  |  | 359.4
MI | Wyandotte | 1866 | 7 | Wayne | 1982-07-15 | 439 | 32 | 42.2081 | -83.1453 | ARP, NBP | Dry bottom wall-fired boiler | Coal | Pipeline Natural Gas | Low NOx Burner Technology (Dry Bottom only) | Electric Utility |  | 0.342 | 179.63 | 1045592.842 | 0.3575 | 152.857 | 858395.023 | 0.3256 | 200.911 | 1231636.811 | 0.3329 | 242.874 | 1451191.151 | 0.373 | 254.777 | 1343559.378 | 0.3698 | 220.162 | 1174127.501 | 0.3014 | 128.859 | 798314.166 | 0.2362 | 102.55 | 834809.662 | 0.1768 | 67.5 | 724442.2 | 0.071 | 20.6 | 528344.9 | 44.9 |  | New SNCR | 0.071 | 0.0426 | 16.3 |  |  | 16.3
MI | Wyandotte | 1866 | 8 | Wayne | 1990-07-15 | 369 | 32 | 42.2081 | -83.1453 | ARP, NBP | Circulating fluidized bed boiler | Coal |  | Combustion Modification/Fuel Reburning | Electric Utility |  | 0.1592 | 44.107 | 564754.3 | 0.1486 | 44.055 | 608328.867 | 0.1252 | 57.331 | 920941.719 | 0.1169 | 54.752 | 943789.733 | 0.0729 | 31.958 | 893918.984 | 0.1602 | 68.577 | 872586.338 | 0.2102 | 78.135 | 741372.066 | 0.2024 | 59.505 | 565782.147 | 0.1936 | 60.9 | 602587.2 | 0.2652 | 84.2 | 625380.5 | 44.5 |  | New SNCR | 0.0729 | 0.04374 | 13.8 |  |  | 13.8
MN | Allen S King | 1915 | 1 | Washington | 1968-02-01 | 7530 | 598.4 | 45.03 | -92.7786 | ARP | Cyclone boiler | Coal |  | Overfire Air | Electric Utility | Electric Services | 0.6693 | 5616.223 | 16700000 | 0.6926 | 4936.549 | 14100000 | 0.7273 | 4772.872 | 13100000 | 0.7605 | 3841.523 | 9819297.825 | 0.7753 | 2165.23 | 5084494.861 | 0.0887 | 635.199 | 15100000 | 0.0861 | 607.425 | 14600000 | 0.086 | 658.817 | 16000000 | 0.0868 | 654.2 | 16100000 | 0.0908 | 501.5 | 11900000 | 58.3 | SCR | Existing SCR | 0.086 | 0.086 | 648.2 |  |  | 648.2
MN | Black Dog | 1904 | 3 | Dakota | 1955-08-01 | 1130.9 | 113.6 | 44.8108 | -93.2501 | ARP | Dry bottom wall-fired boiler | Coal | Pipeline Natural Gas |  | Electric Utility | Electric Services | 0.7683 | 1084.124 | 2836109.134 | 0.7654 | 855.817 | 2210589.725 | 0.7859 | 1087.149 | 2797418.522 | 0.7657 | 981.212 | 2583943.607 | 0.6873 | 747.658 | 2191225.878 | 0.7398 | 926.006 | 2479929.591 | 0.7999 | 1057.63 | 2624464.949 | 0.8642 | 1030.856 | 2408406.567 | 0.7558 | 962.5 | 2469852.7 | 0.8537 | 879.3 | 2061900.3 | 59.5 |  | New SCR | 0.6873 | 0.06873 | 87.5 | Shutdown | Gas Combined Cycle Replacement | 11.7 | 950.7
MN | Black Dog | 1904 | 4 | Dakota | 1960-10-01 | 1977.4 | 163.2 | 44.8108 | -93.2501 | ARP | Dry bottom wall-fired boiler | Coal | Pipeline Natural Gas |  | Electric Utility | Electric Services | 0.7623 | 1901.367 | 5052729.117 | 0.748 | 1718.316 | 4551822.65 | 0.7845 | 2032.602 | 5297974.278 | 0.7675 | 1943.128 | 5152173.893 | 0.6876 | 1877.035 | 5539727.722 | 0.7449 | 1649.377 | 4455462.792 | 0.816 | 1376.142 | 3415269.828 | 0.8674 | 1938.011 | 4520533.668 | 0.7461 | 1680.5 | 4518257.6 | 0.8389 | 1960.3 | 4728742.7 | 62.2 |  | New SCR | 0.6876 | 0.06876 | 154.9 | Shutdown | Gas Combined Cycle Replacement | 21.5 | 1659.1
MN | Black Dog | 1904 | 5 | Dakota | 2008-02-13 | 2326 | 187.9 | 44.8108 | -93.2501 | ARP, TRNOX, TRSO2G2 | Combined cycle | Pipeline Natural Gas |  | Selective Catalytic Reduction | Electric Utility |  | 0.025 | 16.402 | 1778212 | 0.0248 | 14.758 | 1631744.025 | 0.0202 | 18.483 | 2272340.35 | 0.0206 | 14.788 | 1800186.075 | 0.0226 | 14.666 | 1703328.5 | 0.0263 | 10.328 | 1052226.171 | 0.0188 | 10.937 | 1365251.367 | 0.0216 | 15.831 | 1956324.148 | 0.0237 | 11.3 | 1299857.7 | 0.0246 | 4.7 | 546891.6 | 15.2 | Selective Catalytic Reduction | Existing SCR | 0.0188 | 0.0188 | 9 |  |  | 9
MN | Blue Lake Generating Plant | 8027 | 1 | Scott | 1974-04-26 | 648 | 56.7 | 44.7855 | -93.4315 | CAIRNOX | Combustion turbine | Diesel Oil |  |  | Electric Utility | [16 empty] | 1.3073 | 0.585 | 896.778 | [12 empty] | 0 | None Reported | Water Injection | 1.3073 | 0.1364 | 0 |  |  | 0
MN | Blue Lake Generating Plant | 8027 | 2 | Scott | 1974-04-26 | 648 | 56.7 | 44.7855 | -93.4315 | CAIRNOX | Combustion turbine | Diesel Oil |  |  | Electric Utility | [16 empty] | 1.3586 | 0.697 | 1033.968 | [12 empty] | 0 | None Reported | Water Injection | 1.3586 | 0.1364 | 0 |  |  | 0
MN | Blue Lake Generating Plant | 8027 | 3 | Scott | 1974-04-26 | 648 | 56.7 | 44.7855 | -93.4315 | CAIRNOX | Combustion turbine | Diesel Oil |  |  | Electric Utility | [16 empty] | 1.6467 | 0.6 | 739.687 | [12 empty] | 0 | None Reported | Water Injection | 1.6467 | 0.1364 | 0 |  |  | 0
MN | Blue Lake Generating Plant | 8027 | 4 | Scott | 1974-04-26 | 740 | 56.7 | 44.7855 | -93.4315 | CAIRNOX | Combustion turbine | Diesel Oil |  |  | Electric Utility | [16 empty] | 1.6578 | 0.713 | 882.066 | [12 empty] | 0 | None Reported | Water Injection | 1.6578 | 0.1364 | 0 |  |  | 0
MN | Blue Lake Generating Plant | 8027 | 7 | Scott | 2005-06-01 | 1960 | 166.3 | 44.7855 | -93.4315 | ARP, TRNOX, TRSO2G2 | Combustion turbine | Pipeline Natural Gas |  | Dry Low NOx Burners | Electric Utility | [7 empty] | 0.0289 | 10.052 | 684194.9 | 0.0281 | 7.119 | 504028.625 | 0.0283 | 7.371 | 515513.225 | 0.0271 | 1.76 | 129829.902 | 0.0283 | 1.318 | 92298.752 | 0.0242 | 8.583 | 727307.755 | 0.0237 | 5.7 | 493924.8 | 0.024 | 15.9 | 1352999.4 | 6.9 | Dry Low NOx Burners | Low Ozone Season Rate | 0.0237 | 0.0237 | 5.7 |  |  | 5.7
MN | Blue Lake Generating Plant | 8027 | 8 | Scott | 2005-06-01 | 1960 | 166.3 | 44.7855 | -93.4315 | ARP, TRNOX, TRSO2G2 | Combustion turbine | Pipeline Natural Gas |  | Dry Low NOx Burners | Electric Utility | [7 empty] | 0.0283 | 9.937 | 697370.8 | 0.0277 | 8.916 | 642562.625 | 0.0275 | 9.781 | 709371.675 | 0.027 | 1.539 | 114629.005 | 0.0282 | 1.327 | 93902.644 | 0.0228 | 5.962 | 536734.325 | 0.0223 | 4.7 | 429214.7 | 0.0223 | 13.4 | 1232768.9 | 6 | Dry Low NOx Burners | Low Ozone Season Rate | 0.0223 | 0.0223 | 4.7 |  |  | 4.7
MN | Boswell Energy Center | 1893 | 1 | Itasca | 1958-07-01 | 950 | 75 | 47.2603 | -93.6531 | ARP | Dry bottom wall-fired boiler | Coal |  | Low NOx Burner Technology (Dry Bottom only) | Electric Utility | Electric Services | 0.393 | 398.417 | 2012084.783 | 0.3864 | 415.986 | 2138529.165 | 0.4102 | 425.711 | 2063179.518 | 0.4398 | 545.088 | 2464322.307 | 0.4211 | 493.834 | 2341634.022 | 0.4712 | 664.946 | 2803601.768 | 0.2149 | 111.253 | 944660.007 | 0.2278 | 237.054 | 2059527.632 | 0.2278 | 197.2 | 1738191.9 | 0.2418 | 281.3 | 2335543.6 | 49.8 | SNCR | Existing SNCR | 0.2149 | 0.2149 | 186 |  |  | 186
MN | Boswell Energy Center | 1893 | 2 | Itasca | 1960-01-01 | 915 | 75 | 47.2603 | -93.6531 | ARP | Dry bottom wall-fired boiler | Coal |  | Low NOx Burner Technology (Dry Bottom only) | Electric Utility | Electric Services | 0.3967 | 329.598 | 1643554.006 | 0.386 | 409.754 | 2112127.708 | 0.4104 | 418.256 | 2023767.67 | 0.4412 | 556.997 | 2508060.036 | 0.4296 | 382.347 | 1774374.361 | 0.4727 | 675.217 | 2835909.779 | 0.2182 | 176.83 | 1579244.654 | 0.2385 | 268.729 | 2264682.675 | 0.2344 | 239.1 | 2068462.6 | 0.2205 | 265.8 | 2408987.8 | 61.6 | SNCR | Existing SNCR | 0.2182 | 0.2182 | 222.6 |  |  | 222.6
MN | Boswell Energy Center | 1893 | 3 | Itasca | 1973-02-01 | 4150 | 364.5 | 47.2603 | -93.6531 | ARP | Tangentially-fired | Coal |  | Other | Electric Utility | Electric Services | 0.3402 | 1873.908 | 11000000 | 0.3878 | 2336.867 | 11900000 | 0.3843 | 2089.919 | 10600000 | 0.2994 | 1501.109 | 9748464.242 | 0.3821 | 2319.205 | 11800000 | 0.3115 | 2029.941 | 12800000 | 0.3602 | 1125.918 | 5967984.045 | 0.05 | 281.461 | 12000000 | 0.0609 | 293.6 | 10000000 | 0.0535 | 277.3 | 10700000 | 65.9 | SCR | Existing SCR | 0.05 | 0.05 | 241 |  |  | 241
MN | Boswell Energy Center | 1893 | 4 | Itasca | 1980-05-01 | 6800 | 558 | 47.2603 | -93.6531 | ARP | Tangentially-fired | Coal |  | Low NOx Burner Technology w/ Closed-coupled OFA | Electric Utility | Electric Services | 0.3641 | 3621.388 | 19700000 | 0.3033 | 2336.386 | 14600000 | 0.3428 | 3332.751 | 19200000 | 0.3014 | 2458.894 | 15800000 | 0.3396 | 3025.066 | 17500000 | 0.3597 | 2810.425 | 15000000 | 0.2905 | 2650.541 | 17800000 | 0.2748 | 1618.095 | 11500000 | 0.1236 | 1148.3 | 18300000 | 0.1116 | 943.3 | 16500000 | 73.4 | SNCR | New SCR | 0.1116 | 0.06 | 557.4 |  |  | 557.4
MN | Cambridge Station | 2038 | 1 | Isanti | 1978-04-12 | 363.3 | 25 | 45.601 | -93.2081 | CAIRNOX | Combustion turbine | Diesel Oil |  |  | Electric Utility | [16 empty] | 1.2003 | 4.47 | 7449.2 | [12 empty] | 0 | None Reported | Water Injection | 1.2003 | 0.1364 | 0 |  |  | 0
MN | Cambridge Station | 2038 | 2 | Isanti | 2007-05-03 | 1885 | 169.2 | 45.601 | -93.2081 | ARP, TRNOX, TRSO2G2 | Combustion turbine | Pipeline Natural Gas |  | Dry Low NOx Burners | Electric Utility | [16 empty] | 0.0833 | 15.491 | 437239.342 | 0.0803 | 6.955 | 202330.562 | 0.1424 | 23.129 | 338164.44 | 0.0816 | 17.3 | 513732.9 | 0.064 | 22.9 | 868405.2 | 7.4 | Dry Low NOx Burners | Low Ozone Season Rate | 0.064 | 0.064 | 13.6 |  |  | 13.6
MN | Cannon Falls Energy Center | 56241 | CT-01 | Goodhue | 2008-03-06 | 2300 | 204 | 44.5364 | -92.9147 | ARP, TRNOX, TRSO2G2 | Combustion turbine | Pipeline Natural Gas | Diesel Oil | Dry Low NOx Burners<br>Water Injection | Electric Utility | [19 empty] | 0.039 | 1.192 | 66777.949 | 0.0296 | 8.099 | 546384.621 | 0.0301 | 7.3 | 493092.6 | 0.0305 | 9.6 | 638339.4 | 5.8 | Dry Low NOx Burners<br>Water Injection | Low Ozone Season Rate | 0.0296 | 0.0296 | 7.2 |  |  | 7.2
MN | Cannon Falls Energy Center | 56241 | CT-02 | Goodhue | 2008-03-18 | 2300 | 204 | 44.5364 | -92.9147 | ARP, TRNOX, TRSO2G2 | Combustion turbine | Pipeline Natural Gas | Diesel Oil | Dry Low NOx Burners<br>Water Injection | Electric Utility | [19 empty] | 0.0405 | 0.815 | 49479.535 | 0.029 | 7.195 | 497401.881 | 0.0301 | 7.2 | 495309.8 | 0.0289 | 9.6 | 671522.7 | 5.9 | Dry Low NOx Burners<br>Water Injection | Low Ozone Season Rate | 0.0289 | 0.0289 | 6.9 |  |  | 6.9
MN | Cascade Creek | 6058 | CT1 | Olmsted | 1976-09-01 | 448 | 35 | 44.0322 | -92.4908 | CAIRNOX | Combustion turbine | Pipeline Natural Gas | Diesel Oil | Water Injection | Electric Utility | [16 empty] | 0.653 | 1.41 | 4320 | [12 empty] | 0 | Water Injection | Low Ozone Season Rate | 0.653 | 0.653 | 0 |  |  | 0
MN | Cascade Creek | 6058 | CT2 | Olmsted | 2002-04-18 | 281 | 49.9 | 44.0322 | -92.4908 | ARP, TRNOX, TRSO2G2 | Combustion turbine | Pipeline Natural Gas | Diesel Oil | Water Injection | Electric Utility |  | 0.1055 | 1.775 | 36802.785 | 0.0906 | 0.997 | 23735.533 | 0.0828 | 1.461 | 36364.384 | 0.0844 | 5.127 | 130564.501 | 0.0933 | 5.999 | 145167.372 | 0.0942 | 2.701 | 63218.159 | 0.0809 | 2.046 | 51435.355 | 0.0966 | 1.007 | 23804.634 | 0.1075 | 0.9 | 19666.5 | 0.0969 | 3.3 | 79265.5 | 1.9 | Water Injection | Low Ozone Season Rate | 0.0809 | 0.0809 | 0.7 |  |  | 0.7
MN | Cascade Creek | 6058 | CT3 | Olmsted | 2002-04-18 | 305.9 | 49.9 | 44.0322 | -92.4908 | ARP, TRNOX, TRSO2G2 | Combustion turbine | Pipeline Natural Gas | Diesel Oil | Water Injection | Electric Utility |  | 0.1174 | 1.549 | 29018.573 | 0.0936 | 1.144 | 25268.912 | 0.0892 | 1.508 | 34803.182 | 0.0731 | 4.365 | 128526.76 | 0.1092 | 6.096 | 127533.684 | 0.0914 | 2.612 | 62773.34 | 0.0752 | 1.682 | 44708.163 | 0.1039 | 1.028 | 23020.08 | 0.1196 | 1 | 20057.1 | 0.1079 | 3.6 | 78043.5 | 1.8 | Water Injection | Low Ozone Season Rate | 0.0731 | 0.0731 | 0.6 |  |  | 0.6
MN | Elk River | 2039 | ERPS11 | Sherburne | 2009-06-13 | 2269 | 191.3 | 45.2958 | -93.5542 | ARP, TRNOX, TRSO2G2 | Combustion turbine | Pipeline Natural Gas | Diesel Oil | Dry Low NOx Burners | Electric Utility | [22 empty] | 0.0313 | 4.613 | 328930.706 | 0.0366 | 7.1 | 441595.8 | 0.0276 | 9.6 | 896902.9 | 5.3 | Dry Low NOx Burners | Low Ozone Season Rate | 0.0276 | 0.0276 | 5.3 |  |  | 5.3
MN | Faribault Energy Park | 56164 | EU006 | Rice | 2005-05-10 | 2100 | 212.5 | 44.3353 | -93.2894 | ARP, TRNOX, TRSO2G2 | Combined cycle | Pipeline Natural Gas | Diesel Oil | Dry Low NOx Burners<br>Water Injection<br>Selective Catalytic Reduction | Electric Utility | [7 empty] | 0.0273 | 15.868 | 1185541.212 | 0.0278 | 10.827 | 789353.771 | 0.1669 | 34.917 | 628513.118 | 0.0411 | 11.445 | 1035033.45 | 0.033 | 8.677 | 946957.163 | 0.0255 | 13.113 | 1770610.747 | 0.0231 | 8.5 | 1191404.1 | 0.0142 | 19.9 | 3697851.9 | 15.5 | Dry Low NOx Burners<br>Water Injection<br>Selective Catalytic Reduction | Existing SCR | 0.0142 | 0.0142 | 5.2 |  |  | 5.2
MN | Fibrominn Biomass Power Plant | 55867 | BLR-1 | Swift | 2007-05-15 | 1000 | 64 | 45.2996 | -95.5604 | ARP | Stoker (Started Feb 18, 2007) | Other Solid Fuel | Other Gas | Ammonia Injection | Small Power Producer | [13 empty] | 0.1877 | 142.374 | 1520360.538 | 0.1495 | 183.791 | 2456703.491 | 0.143 | 168.373 | 2329322.838 | 0.1461 | 190.735 | 2599084.465 | 0.1295 | 175.7 | 2709728.5 | 0.1485 | 177.9 | 2389039.8 | 73.8 |  | New SCR | 0.1295 | 0.06 | 81.4 |  |  | 81.4
MN | Fox Lake | 1888 | 3 | Martin | 1962-06-01 | 1048 | 81.6 | 43.6728 | -94.7074 | ARP, CAIRNOX | Dry bottom wall-fired boiler | Pipeline Natural Gas | Residual Oil |  | Electric Utility | Electric Services | [15 empty] | 0.1363 | 6.952 | 77839.491 | 0.1495 | 9.957 | 102308.421 | 0.1433 | 17.671 | 193859.47 | 0.1369 | 13.3 | 160060.4 | 0.154 | 14.9 | 168974.4 | 4.2 |  | New SNCR | 0.1363 | 0.08178 | 8 | Shutdown | Gas Combined Cycle Replacement | 0.8 | 12.5
MN | Fox Lake | 1888 | 3 | Martin | 1962-06-01 | 1048 | 81.6 | 43.6728 | -94.7074 | ARP | Dry bottom wall-fired boiler | Pipeline Natural Gas | Coal, Residual Oil |  | Electric Utility | Electric Services | 0.1857 | 73.825 | 720270.275 | 0.1887 | 27.433 | 257866.95 | 0.1761 | 54.857 | 521996.475 | 0.1794 | 45.688 | 459585 | 0.1761 | 36.833 | 337677.525 | [15 empty] | 0 |  | New SNCR | 0.1761 | 0.10566 | 0 | Shutdown | Gas Combined Cycle Replacement/No operation 2011 | 0 | 0
MN | Fox Lake | 1888 | 4 | Martin | 2002-06-14 | 2900 | 29.4 | 43.6728 | -94.7074 | CAIRNOX | Combustion turbine | Diesel Oil |  |  | Electric Utility | [31 empty] | 0 |  | Low Ozone Season Rate | 0 | 0 | 0 |  |  | 0
MN | High Bridge | 1912 | 3 | Ramsey | 1942-01-01 | 1381 | 113.6 | 44.9331 | -93.1075 | ARP | Dry bottom wall-fired boiler | Coal | Pipeline Natural Gas |  | Electric Utility | Electric Services | 0.5972 | 268.802 | 899707.456 | 0.581 | 251.848 | 870636.428 | 0.6019 | 71.126 | 237387.811 | 0.5497 | 169.406 | 628848.797 | 0.5806 | 212.684 | 739609.694 | [12 empty] | 0.3546 | 111.5 | 626139.3 | 0 |  | New SNCR | 0.3546 | 0.21276 | 0 |  |  | 0
MN | High Bridge | 1912 | 4 | Ramsey | 1944-01-01 | 1608 | 163.2 | 44.9331 | -93.1075 | ARP | Dry bottom wall-fired boiler | Coal | Pipeline Natural Gas |  | Electric Utility | Electric Services | 0.6386 | 1.189 | 3659.974 | 0.6225 | 27.161 | 84439.571 | 0.5772 | 196.177 | 687617.277 | 0.5851 | 102.867 | 351721.169 | [15 empty] | 0.3439 | 93.2 | 539392.2 | 0 |  | New SNCR | 0.3439 | 0.20634 | 0 |  |  | 0
MN | High Bridge | 1912 | 5 | Ramsey | 1956-09-01 | 2020 | 113.6 | 44.9331 | -93.1075 | ARP | Dry bottom wall-fired boiler | Coal | Pipeline Natural Gas |  | Electric Utility | Electric Services | 0.5974 | 1040.652 | 3497839.37 | 0.5907 | 900.962 | 3032931.388 | 0.5941 | 694.724 | 2311986.471 | 0.5979 | 816.438 | 2717058.642 | 0.5861 | 271.989 | 910843.391 | [15 empty] | 0 |  | New SCR | 0.5861 | 0.06 | 0 |  |  | 0
MN | High Bridge | 1912 | 6 | Ramsey | 1959-05-01 | 3013 | 163.2 | 44.9331 | -93.1075 | ARP | Dry bottom wall-fired boiler | Coal | Pipeline Natural Gas |  | Electric Utility | Electric Services | 0.5973 | 1649.413 | 5536351.883 | 0.5839 | 1288.425 | 4403046.123 | 0.5929 | 1395.69 | 4622363.007 | 0.5916 | 989.134 | 3331332.576 | 0.5823 | 844.35 | 2869055.216 | [15 empty] | 0 |  | New SCR | 0.5823 | 0.06 | 0 |  |  | 0
MN | High Bridge | 1912 | 7 | Ramsey | 2008-02-27 | 2326 | 197 | 44.9331 | -93.1075 | ARP, TRNOX, TRSO2G2 | Combined cycle | Pipeline Natural Gas |  | Dry Low NOx Burners<br>Selective Catalytic Reduction | Electric Utility | [19 empty] | 0.0249 | 6.905 | 812530.735 | 0.0202 | 13.754 | 1859195.395 | 0.0191 | 8 | 1098416 | 0.015 | 19.3 | 2855963.6 | 12.9 | Dry Low NOx Burners<br>Selective Catalytic Reduction | Existing SCR | 0.015 | 0.015 | 6.2 |  |  | 6.2
MN | High Bridge | 1912 | 8 | Ramsey | 1972-01-01 | 810.7 | 197 | 44.9331 | -93.1075 | ARP, TRNOX, TRSO2G2 | Combined cycle | Pipeline Natural Gas |  | Dry Low NOx Burners<br>Selective Catalytic Reduction | Electric Utility | [19 empty] | 0.0256 | 7.1 | 828295.414 | 0.0195 | 11.092 | 1552030.792 | 0.0169 | 7.1 | 1047537.3 | 0.0144 | 21.2 | 3216756.5 | 35.2 | Dry Low NOx Burners<br>Selective Catalytic Reduction | Existing SCR | 0.0144 | 0.0144 | 6 |  |  | 6
MN | Hoot Lake | 1943 | 2 | Otter Tail | 1959-09-01 | 868 | 54.4 | 46.29 | -96.0428 | ARP | Tangentially-fired | Coal | Diesel Oil |  | Electric Utility | Electric Services | 0.4366 | 394.731 | 1793001.3 | 0.4339 | 362.81 | 1666995.325 | 0.4169 | 414.926 | 1978094.375 | 0.4276 | 412.458 | 1943257.325 | 0.4293 | 427.896 | 1984291.75 | 0.161 | 69.138 | 895028.075 | 0.2688 | 168.566 | 1367317.525 | 0.2041 | 181.899 | 1790576 | 0.1587 | 147.7 | 1908127.4 | 0.2431 | 161.9 | 1320128.4 | 59.9 |  | New SNCR | 0.1587 | 0.09522 | 88.6 | Shutdown | Gas Combined Cycle Replacement | 9.1 | 138.7
MN | Hoot Lake | 1943 | 3 | Otter Tail | 1964-03-01 | 1163 | 75 | 46.29 | -96.0428 | ARP | Dry bottom wall-fired boiler | Coal | Diesel Oil | Low NOx Burner Technology (Dry Bottom only) | Electric Utility | Electric Services | 0.2709 | 365.893 | 2657794.05 | 0.2764 | 189.276 | 1296045.325 | 0.3454 | 478.523 | 2639225.975 | 0.323 | 357.616 | 2119772.4 | 0.1861 | 265.671 | 2842846 | 0.1935 | 249.602 | 2578859.6 | 0.1812 | 111.018 | 1191178.225 | 0.1832 | 222.514 | 2384391.625 | 0.1809 | 221.7 | 2413726.1 | 0.1814 | 185.3 | 2015768.4 | 56.5 |  | New SCR | 0.1809 | 0.06 | 73.5 | Shutdown | Gas Combined Cycle Replacement | 11.5 | 210.2
MN | Hutchinson - Plant 2 | 6358 | 1 | McLeod | 1994-11-01 | 530 | 54 | 44.8889 | -94.35 | ARP, TRNOX, TRSO2G2 | Combined cycle | Pipeline Natural Gas |  | Water Injection | Electric Utility |  | 0.2234 | 20.907 | 148388.9 | 0.4705 | 16.863 | 77364.875 | 0.5332 | 48.034 | 180443.025 | 0.1652 | 14.829 | 193784.55 | 0.1378 | 13.463 | 206032.025 | 0.1115 | 6.274 | 124733.825 | 0.1173 | 0.969 | 18877.566 | 0.1096 | 4.488 | 88487.81 | 0.1057 | 3.9 | 80573.2 | 0.1084 | 10.3 | 212425.8 | 4.1 | Water Injection | Low Ozone Season Rate | 0.1057 | 0.1057 | 3.9 |  |  | 3.9
MN | Inver Hills | 1913 | 1 | Dakota | 1972-01-01 | 728.4 | 46.8 | 44.781 | -93.042 | CAIRNOX | Combustion turbine | Pipeline Natural Gas | Diesel Oil |  | Electric Utility | [16 empty] | 0.1819 | 2.296 | 24427.52 | [12 empty] | 0 | None Reported | Water Injection | 0.1819 | 0.10914 | 0 |  |  | 0
MN | Inver Hills | 1913 | 2 | Dakota | 1972-01-01 | 761.6 | 46.8 | 44.781 | -93.042 | CAIRNOX | Combustion turbine | Pipeline Natural Gas | Diesel Oil |  | Electric Utility | [16 empty] | 0.1887 | 1.607 | 16214.302 | [12 empty] | 0 | None Reported | Water Injection | 0.1887 | 0.11322 | 0 |  |  | 0
MN | Inver Hills | 1913 | 3 | Dakota | 1972-01-01 | 779.3 | 46.8 | 44.781 | -93.042 | CAIRNOX | Combustion turbine | Pipeline Natural Gas | Diesel Oil |  | Electric Utility | [16 empty] | 0.1957 | 1.673 | 16118.117 | [12 empty] | 0 | None Reported | Water Injection | 0.1957 | 0.11742 | 0 |  |  | 0
MN | Inver Hills | 1913 | 4 | Dakota | 1972-01-01 | 727.5 | 46.8 | 44.781 | -93.042 | CAIRNOX | Combustion turbine | Pipeline Natural Gas | Diesel Oil |  | Electric Utility | [16 empty] | 0.2097 | 1.963 | 18521.846 | [12 empty] | 0 | None Reported | Water Injection | 0.2097 | 0.12582 | 0 |  |  | 0
MN | Inver Hills | 1913 | 5 | Dakota | 1972-01-01 | 779.1 | 46.8 | 44.781 | -93.042 | CAIRNOX | Combustion turbine | Pipeline Natural Gas | Diesel Oil |  | Electric Utility | [16 empty] | 0.2125 | 1.484 | 13521.085 | [12 empty] | 0 | None Reported | Water Injection | 0.2125 | 0.1275 | 0 |  |  | 0
MN | Inver Hills | 1913 | 6 | Dakota | 2008-12-17 | 1975 | 48.6 | 44.781 | -93.042 | CAIRNOX | Combustion turbine | Pipeline Natural Gas | Diesel Oil |  | Electric Utility | [16 empty] | 0.1787 | 1.732 | 18368.623 | [12 empty] | 0 | None Reported | Water Injection | 0.1787 | 0.10722 | 0 |  |  | 0
MN | Lakefield Junction Generating | 7925 | CT01 | Martin | 2001-05-01 | 1095 | 89.3 | 43.7989 | -94.8186 | ARP, TRNOX, TRSO2G2 | Combustion turbine | Pipeline Natural Gas | Diesel Oil | Dry Low NOx Burners<br>Water Injection | Electric Utility |  | 0.0357 | 1.269 | 96935.502 | 0.0469 | 1.109 | 52049.101 | 0.0276 | 4.351 | 409729.186 | 0.0362 | 3.715 | 222786.846 | 0.0314 | 1.928 | 149376.156 | 0.0462 | 0.41 | 20196.221 | 0.0399 | 0.612 | 43284.881 | 0.0326 | 1.28 | 98703.168 | 0.0333 | 1.3 | 100980.8 | 0.0359 | 1.8 | 129773.5 | 2.5 | Dry Low NOx Burners<br>Water Injection | Low Ozone Season Rate | 0.0276 | 0.0276 | 1.1 |  |  | 1.1
MN | Lakefield Junction Generating | 7925 | CT02 | Martin | 2001-06-02 | 1095 | 89.3 | 43.7989 | -94.8186 | ARP, TRNOX, TRSO2G2 | Combustion turbine | Pipeline Natural Gas | Diesel Oil | Dry Low NOx Burners<br>Water Injection | Electric Utility |  | 0.0353 | 1.316 | 94049.61 | 0.0437 | 0.804 | 48187.303 | 0.0306 | 4.752 | 395951.58 | 0.0389 | 4.459 | 250564.671 | 0.0321 | 2.112 | 158055.332 | 0.0473 | 0.244 | 12164.011 | 0.0357 | 0.648 | 44678.815 | 0.0307 | 1.359 | 109550.406 | 0.0356 | 0.9 | 67241.9 | 0.0342 | 2.6 | 208308 | 1.7 | Dry Low NOx Burners<br>Water Injection | Low Ozone Season Rate | 0.0306 | 0.0306 | 0.8 |  |  | 0.8
MN | Lakefield Junction Generating | 7925 | CT03 | Martin | 2001-05-26 | 1095 | 89.3 | 43.7989 | -94.8186 | ARP, TRNOX, TRSO2G2 | Combustion turbine | Pipeline Natural Gas | Diesel Oil | Dry Low NOx Burners<br>Water Injection | Electric Utility |  | 0.0374 | 1.883 | 124414.301 | 0.0378 | 1.072 | 71962.588 | 0.0295 | 4.717 | 384168.441 | 0.0356 | 4.167 | 250959.932 | 0.0338 | 3.108 | 221957.714 | 0.0564 | 0.278 | 13479.078 | 0.0363 | 0.874 | 63320.324 | 0.0301 | 1.599 | 128821.553 | 0.0306 | 2.2 | 175669.7 | 0.0327 | 4.1 | 332969.8 | 4.4 | Dry Low NOx Burners<br>Water Injection | Low Ozone Season Rate | 0.0295 | 0.0295 | 2.1 |  |  | 2.1
MN | Lakefield Junction Generating | 7925 | CT04 | Martin | 2001-05-22 | 1095 | 89.3 | 43.7989 | -94.8186 | ARP, TRNOX, TRSO2G2 | Combustion turbine | Pipeline Natural Gas | Diesel Oil | Dry Low NOx Burners<br>Water Injection | Electric Utility |  | 0.0385 | 2.559 | 169585.597 | 0.0387 | 1.063 | 75282.245 | 0.0308 | 3.965 | 326493.197 | 0.0357 | 4.115 | 273577.623 | 0.0324 | 3.401 | 256071.383 | 0.0487 | 0.331 | 17254.102 | 0.0351 | 0.685 | 48672.727 | 0.0334 | 1.132 | 88972.652 | 0.032 | 1.8 | 145361.2 | 0.0323 | 3.5 | 282717.9 | 3.6 | Dry Low NOx Burners<br>Water Injection | Low Ozone Season Rate | 0.0308 | 0.0308 | 1.7 |  |  | 1.7
MN | Lakefield Junction Generating | 7925 | CT05 | Martin | 2001-05-14 | 1095 | 89.3 | 43.7989 | -94.8186 | ARP, TRNOX, TRSO2G2 | Combustion turbine | Pipeline Natural Gas | Diesel Oil | Dry Low NOx Burners<br>Water Injection | Electric Utility |  | 0.0343 | 2.829 | 220359.014 | 0.0336 | 1.619 | 120249.999 | 0.0307 | 3.95 | 319589.046 | 0.0329 | 4.212 | 297302.872 | 0.0271 | 2.301 | 204318.277 | 0.0423 | 0.544 | 34013.689 | 0.0314 | 0.921 | 71945.269 | 0.0332 | 2.053 | 165453.891 | 0.0262 | 2.6 | 248758.5 | 0.0269 | 4 | 407255.8 | 6.2 | Dry Low NOx Burners<br>Water Injection | Low Ozone Season Rate | 0.0262 | 0.0262 | 2.6 |  |  | 2.6
MN | Lakefield Junction Generating | 7925 | CT06 | Martin | 2001-05-09 | 1095 | 89.3 | 43.7989 | -94.8186 | ARP, TRNOX, TRSO2G2 | Combustion turbine | Pipeline Natural Gas | Diesel Oil | Dry Low NOx Burners<br>Water Injection | Electric Utility |  | 0.0318 | 3.204 | 259483.321 | 0.047 | 1.147 | 51182.522 | 0.0307 | 4.29 | 335421.521 | 0.0289 | 3.673 | 295334.72 | 0.0285 | 3.628 | 302875.427 | 0.0348 | 0.75 | 53563.358 | 0.0341 | 0.569 | 45082.048 | 0.0315 | 1.153 | 96028.432 | 0.0262 | 2.2 | 221575.1 | 0.0267 | 3.5 | 359412.1 | 5.5 | Dry Low NOx Burners<br>Water Injection | Low Ozone Season Rate | 0.0262 | 0.0262 | 2.2 |  |  | 2.2
MN | Laskin Energy Center | 1891 | 1 | Saint Louis | 1953-04-29 | 660 | 58 | 47.5306 | -92.1619 | ARP | Tangentially-fired | Coal |  |  | Electric Utility | Electric Services | 0.5589 | 564.222 | 2003425.929 | 0.5117 | 356.711 | 1386754.075 | 0.4942 | 506.427 | 2009757.075 | 0.4806 | 509.433 | 2076831.398 | 0.1961 | 188.993 | 1946572.194 | 0.2199 | 216.568 | 1896539.978 | 0.1989 | 125.974 | 1271305.515 | 0.1862 | 126.97 | 1362600.022 | 0.1739 | 125.3 | 1428250 | 0.1719 | 101.3 | 1161222 | 58.9 |  | New SNCR | 0.1719 | 0.10314 | 74.3 | Shutdown | Gas Combined Cycle Replacement | 6.8 | 118.6
MN | Laskin Energy Center | 1891 | 2 | Saint Louis | 1953-08-29 | 660 | 58 | 47.5306 | -92.1619 | ARP | Tangentially-fired | Coal |  |  | Electric Utility | Electric Services | 0.5634 | 528.099 | 1864384.981 | 0.5006 | 455.609 | 1802195.721 | 0.4922 | 471.796 | 1883182.38 | 0.4806 | 469.296 | 1910374.852 | 0.1982 | 188.64 | 1908605.504 | 0.2209 | 209.341 | 1822625.26 | 0.1985 | 142.875 | 1449291.36 | 0.1867 | 122.504 | 1311625.544 | 0.1808 | 78.6 | 863802.2 | 0.1719 | 101.2 | 1162077.8 | 35.6 |  | New SNCR | 0.1719 | 0.10314 | 44.8 | Shutdown | Gas Combined Cycle Replacement | 4.1 | 74.5
MN | Mankato Energy Center | 56104 | CT-2 | Blue Earth | 2006-05-28 | 2844 | 210 | 44.1965 | -94.0099 | ARP, TRNOX, TRSO2G2 | Combined cycle | Pipeline Natural Gas | Diesel Oil | Dry Low NOx Burners<br>Water Injection<br>Ammonia Injection<br>Selective Catalytic Reduction | Electric Utility | [10 empty] | 0.0125 | 5.805 | 1178420.606 | 0.0115 | 11.672 | 2669194.848 | 0.0122 | 8.932 | 1872902.058 | 0.0136 | 6.92 | 1314417.859 | 0.0109 | 11.016 | 2598420.349 | 0.012 | 7.4 | 1628300.8 | 0.0119 | 11.7 | 2458562.5 | 15.6 | Dry Low NOx Burners<br>Water Injection<br>Ammonia Injection<br>Selective Catalytic Reduction | Existing SCR | 0.0109 | 0.0109 | 6.7 |  |  | 6.7
MN | Maple Lake Station | 2042 | 1 | Wright | 1978-04-26 | 363.3 | 25 | 45.229 | -94.0097 | CAIRNOX | Combustion turbine | Diesel Oil |  |  | Electric Utility | [16 empty] | 1.2001 | 0.892 | 1486.9 | [12 empty] | 0 | None Reported | Water Injection | 1.2001 | 0.1364 | 0 |  |  | 0
MN | Minnesota River Station | 7844 | U001 | Carver | 2001-05-01 | 500 | 49 | 44.795 | -93.5808 | ARP, TRNOX, TRSO2G2 | Combustion turbine | Pipeline Natural Gas | Diesel Oil | Dry Low NOx Burners | Electric Utility |  | 0.1878 | 14.499 | 164328.721 | 0.183 | 3.717 | 44515.655 | 0.0507 | 2.505 | 110109.263 | 0.051 | 2.326 | 102010.316 | 0.1084 | 4.375 | 87626.351 | 0.1574 | 0.18 | 3677.651 | 0.1327 | 0.141 | 2879.353 | 0.1092 | 0.323 | 6587.046 | 0.1191 | 0.9 | 18137.8 | 0.1256 | 3.6 | 59510.4 | 1 | Dry Low NOx Burners | Low Ozone Season Rate | 0.0507 | 0.0507 | 0.4 |  |  | 0.4
MN | Minnesota Valley | 1918 | 4 | Chippewa | 1954-01-01 | 738 | 46 | 44.8028 | -95.5267 | ARP | Dry bottom wall-fired boiler | Coal | Pipeline Natural Gas |  | Electric Utility | Electric Services | 0.4158 | 3.515 | 12164.425 | [27 empty] | 0 |  | New SNCR | 0.4158 | 0.24948 | 0 |  |  | 0
MN | Montgomery | 8025 | 1 | Le Sueur | 1974-04-04 | 307 | 29.4 | 44.4421 | -93.565 | CAIRNOX | Combustion turbine | Diesel Oil |  |  | Electric Utility | [16 empty] | 0.454 | 0.442 | 1948 | [12 empty] | 0 | None Reported | Water Injection | 0.454 | 0.2724 | 0 |  |  | 0
MN | Northeast Station | 1961 | NEPP | Mower | 1971-04-25 | 420 | 31.9 | 43.7014 | -92.9626 | ARP | Dry bottom wall-fired boiler | Coal | Natural Gas | Low NOx Burner Technology (Dry Bottom only) | Electric Utility | Electric Services | 0.4211 | 188.364 | 864865.225 | 0.4747 | 214.014 | 866220.525 | 0.4739 | 211.658 | 858687.75 | 0.4501 | 187.234 | 796325.7 | 0.3842 | 103.722 | 530027.802 | 0.2645 | 3.749 | 20118.686 | 0.0559 | 0.096 | 1635.412 | 0.1342 | 4.824 | 20995.274 | 0.6998 | 71.4 | 184375.5 | 0.2082 | 5.4 | 40511.9 | 12 |  | Low Ozone Season Rate | 0.0559 | 0.0559 | 5.7 | Shutdown | Gas Combined Cycle Replacement | 0.9 | 70.6
MN | Pleasant Valley Station | 7843 | 11 | Mower | 2001-04-04 | 1772 | 167.5 | 43.7997 | -92.6819 | ARP, TRNOX, TRSO2G2 | Combustion turbine | Pipeline Natural Gas | Diesel Oil | Dry Low NOx Burners<br>Water Injection | Electric Utility |  | 0.0762 | 18.812 | 594056.954 | 0.0715 | 7.442 | 235536.556 | 0.074 | 30.973 | 946783.686 | 0.0625 | 31.194 | 1087633.715 | 0.0667 | 21.604 | 733627.665 | 0.0796 | 5.117 | 152012.462 | 0.0787 | 3.974 | 115212.854 | 0.1077 | 31.476 | 633417.56 | 0.0794 | 15.5 | 429903.9 | 0.0789 | 27.4 | 773373.3 | 6.6 | Dry Low NOx Burners<br>Water Injection | Low Ozone Season Rate | 0.0625 | 0.0625 | 12.2 |  |  | 12.2
MN | Pleasant Valley Station | 7843 | 12 | Mower | 2001-04-06 | 1819.6 | 167.5 | 43.7997 | -92.6819 | ARP, TRNOX, TRSO2G2 | Combustion turbine | Pipeline Natural Gas | Diesel Oil | Dry Low NOx Burners<br>Water Injection | Electric Utility |  | 0.0645 | 14.61 | 552760.452 | 0.0631 | 4.973 | 184706.741 | 0.0574 | 21.255 | 876318.601 | 0.0456 | 16.423 | 791475.082 | 0.0568 | 14.277 | 591165.173 | 0.0548 | 2.881 | 117921.95 | 0.0835 | 7.7 | 210226.158 | 0.1103 | 21.103 | 407908.746 | 0.0809 | 11.2 | 304371.4 | 0.0746 | 23.3 | 703817.9 | 4.6 | Dry Low NOx Burners<br>Water Injection | Low Ozone Season Rate | 0.0456 | 0.0456 | 6.3 |  |  | 6.3
MN | Pleasant Valley Station | 7843 | 13 | Mower | 2002-04-21 | 1441.3 | 132.8 | 43.7997 | -92.6819 | ARP, TRNOX, TRSO2G2 | Combustion turbine | Pipeline Natural Gas | Diesel Oil | Dry Low NOx Burners<br>Water Injection | Electric Utility |  | 0.0906 | 8.842 | 212637.401 | 0.0775 | 2.924 | 89790.322 | 0.099 | 21.312 | 450534.767 | 0.1089 | 24.688 | 476743.057 | 0.0986 | 10.234 | 215627.513 | 0.117 | 1.396 | 24574.931 | 0.0943 | 1.522 | 37391.275 | 0.1168 | 3.766 | 68168.763 | 0.1396 | 1.3 | 23355 | 0.1221 | 7.4 | 125587.5 | 0.4 | Dry Low NOx Burners<br>Water Injection | Low Ozone Season Rate | 0.0775 | 0.0775 | 0.7 |  |  | 0.7
MN | Riverside (1927) | 1927 | 6 | Hennepin | 1949-01-01 | 1161 |  | 45.0203 | -93.2753 | ARP | Dry bottom wall-fired boiler | Coal | Pipeline Natural Gas |  | Electric Utility | Electric Services | 0.7697 | 704.14 | 1800571.951 | 0.7565 | 874.191 | 2260612.593 | 0.7718 | 858.223 | 2216596.656 | 0.8232 | 840.643 | 2058793.392 | 0.8595 | 923.822 | 2200094.524 | 0.8401 | 416.077 | 977541.131 | [12 empty] | 0 |  | New SNCR | 0.7565 | 0.4539 | 0 |  |  | 0
MN | Riverside (1927) | 1927 | 7 | Hennepin | 1950-07-01 | 1255 | 165 | 45.0203 | -93.2753 | ARP | Dry bottom wall-fired boiler | Coal | Pipeline Natural Gas |  | Electric Utility | Electric Services | 0.7686 | 557.671 | 1402228.374 | 0.7584 | 856.942 | 2208992.857 | 0.7726 | 986.835 | 2527690.469 | 0.8229 | 889.88 | 2178697.333 | 0.8596 | 945.787 | 2246665.778 | 0.8469 | 663.578 | 1547655.28 | [12 empty] | 0 |  | New SNCR | 0.7584 | 0.45504 | 0 | Shutdown | Gas Combined Cycle Replacement/No operation 2011 | 0 | 0
MN | Riverside (1927) | 1927 | 8 | Hennepin | 1964-05-01 | 4138 | 238.8 | 45.0203 | -93.2753 | ARP | Cyclone boiler | Coal |  |  | Electric Utility | Electric Services | 0.9762 | 3675.613 | 7359726.9 | 0.9244 | 3653.712 | 7650491.975 | 0.9362 | 2574.191 | 5343662.675 | 0.9107 | 2168.508 | 4530455.3 | 0.9285 | 3352.443 | 7026873.625 | 1.0455 | 3397.098 | 6254088.638 | [12 empty] | 0 |  | New SCR | 0.9107 | 0.09107 | 0 | Shutdown | Gas Combined Cycle Replacement/No operation 2011 | 0 | 0
MN | Riverside (1927) | 1927 | 9 | Hennepin | 2008-12-13 | 1975 |  | 45.0203 | -93.2753 | ARP, TRNOX, TRSO2G2 | Combined cycle | Pipeline Natural Gas |  | Dry Low NOx Burners<br>Selective Catalytic Reduction | Electric Utility | [19 empty] | 0.049 | 14.532 | 987044.149 | 0.0402 | 26.305 | 2068506.443 | 0.0394 | 18.3 | 1446423.1 | 0.0209 | 30.1 | 3492571.6 | 19.9 | Dry Low NOx Burners<br>Selective Catalytic Reduction | Existing SCR | 0.0209 | 0.0209 | 9.7 |  |  | 9.7
MN | Riverside (1927) | 1927 | 10 | Hennepin | 2001-05-21 | 1975 | 210.6 | 45.0203 | -93.2753 | ARP, TRNOX, TRSO2G2 | Combined cycle | Pipeline Natural Gas |  | Dry Low NOx Burners<br>Selective Catalytic Reduction | Electric Utility | [19 empty] | 0.0459 | 6.266 | 572648.618 | 0.0294 | 16.987 | 1660206.946 | 0.0299 | 12.7 | 1294407.2 | 0.0184 | 23.7 | 2961711.6 | 17.8 | Dry Low NOx Burners<br>Selective Catalytic Reduction | Existing SCR | 0.0184 | 0.0184 | 7.8 |  |  | 7.8
MN | Rock Lake Station | 6741 | 1 | Pine | 1978-04-08 | 363.3 | 25 | 45.819 | -92.9702 | CAIRNOX | Combustion turbine | Diesel Oil |  |  | Electric Utility | [16 empty] | 1.1998 | 1.025 | 1708.7 | [12 empty] | 0 | None Reported | Water Injection | 1.1998 | 0.1364 | 0 |  |  | 0
MN | Sherburne County | 6090 | 1 | Sherburne | 1976-05-01 | 7756.6 | 765.3 | 45.3792 | -93.8958 | ARP | Tangentially-fired | Coal | Diesel Oil | Low NOx Burner Technology w/ Closed-coupled OFA | Electric Utility | Electric Services | 0.2273 | 2640.58 | 22900000 | 0.223 | 2508.824 | 22200000 | 0.2406 | 2728.448 | 22500000 | 0.2362 | 2562.198 | 21300000 | 0.209 | 2176.51 | 20400000 | 0.1536 | 1514.825 | 19500000 | 0.1848 | 1959.596 | 20700000 | 0.1748 | 1885.81 | 21500000 | 0.1784 | 1745.2 | 19400000 | 0.1865 | 1820.9 | 19500000 | 68 |  | New SCR | 0.1536 | 0.06 | 586.9 |  |  | 586.9
MN | Sherburne County | 6090 | 2 | Sherburne | 1977-04-01 | 7930 | 765.3 | 45.3792 | -93.8958 | ARP | Tangentially-fired | Coal | Diesel Oil | Low NOx Burner Technology w/ Closed-coupled/Separated OFA | Electric Utility | Electric Services | 0.2242 | 2521.609 | 22300000 | 0.2185 | 2307.143 | 21100000 | 0.2378 | 2555.843 | 21400000 | 0.2259 | 2358.731 | 20600000 | 0.203 | 2367.155 | 23100000 | 0.1544 | 1541.795 | 19700000 | 0.1849 | 1732.353 | 18300000 | 0.1753 | 1693.317 | 19200000 | 0.179 | 1751 | 19300000 | 0.1873 | 1806.2 | 19100000 | 66.2 |  | New SCR | 0.1544 | 0.06 | 586.9 |  |  | 586.9
MN | Sherburne County | 6090 | 3 | Sherburne | 1987-11-01 | 10696 | 938.7 | 45.3792 | -93.8958 | ARP | Dry bottom wall-fired boiler | Coal | Diesel Oil | Low NOx Burner Technology (Dry Bottom only) | Electric Utility | Electric Services | 0.3468 | 5921.377 | 33300000 | 0.3418 | 5272.853 | 29500000 | 0.2997 | 4426.385 | 28400000 | 0.3207 | 5011.811 | 30300000 | 0.3635 | 6020.136 | 32200000 | 0.3052 | 4565.812 | 28600000 | 0.1294 | 1840.192 | 27700000 | 0.1543 | 2006.349 | 25400000 | 0.149 | 1813.9 | 23700000 |  |  |  | 60.3 |  | New SCR | 0.1294 | 0.06 | 730.4 |  |  | 730.4
MN | Silver Lake | 2008 | 4 | Olmsted | 1969-12-01 | 660 | 54 | 44.0281 | -92.4597 | ARP | Dry bottom wall-fired boiler | Coal | Pipeline Natural Gas | Low NOx Burner Technology (Dry Bottom only) | Electric Utility | Electric Services | 0.4667 | 214.18 | 867394.687 | 0.3921 | 230.64 | 1107067.899 | 0.3966 | 172.23 | 805115.733 | 0.3769 | 149.08 | 745958.005 | 0.3582 | 177.595 | 964708.179 | 0.3886 | 149.041 | 748537.77 | 0.2553 | 17.998 | 139270.057 | 0.1933 | 12.568 | 101268.549 | 0.1713 | 3.7 | 33549.1 | 0.2061 | 11 | 87915.7 | 1.4 |  | New SNCR | 0.1713 | 0.10278 | 2.2 | Shutdown | Gas Combined Cycle Replacement | 0.2 | 3.6
MN | Solway Plant | 7947 | 1 | Beltrami | 2003-06-01 | 502.2 | 50 | 47.5444 | -95.1297 | ARP, TRNOX, TRSO2G2 | Combustion turbine | Pipeline Natural Gas | Diesel Oil | Water Injection | Electric Utility |  | 0.1175 | 5.197 | 94387.579 | 0.1145 | 5.75 | 119974.799 | 0.1225 | 9.109 | 177569.972 | 0.1127 | 7.198 | 144976.447 | 0.112 | 8.937 | 177839.839 | 0.1024 | 8.898 | 177862.438 | 0.0871 | 3.541 | 92691.516 | 0.1222 | 16.75 | 269054.564 | 0.1203 | 13.8 | 232837.7 | 0.095 | 21.6 | 456480.3 | 12.6 | Water Injection | Low Ozone Season Rate | 0.0871 | 0.0871 | 10 |  |  | 10
MN | St. Bonifacius Station | 6824 | 1 | Carver | 1978-05-01 | 291.9 | 61.2 | 44.905 | -93.821 | CAIRNOX | Combustion turbine | Diesel Oil |  |  | Electric Utility | [16 empty] | 1.2001 | 3.57 | 5949.2 | [12 empty] | 0 | None Reported | Water Injection | 1.2001 | 0.1837 | 0 |  |  | 0
MN | St. Bonifacius Station | 6824 | 2 | Carver | 1978-05-01 | 291.9 | 47.6 | 44.905 | -93.821 | CAIRNOX | Combustion turbine | Diesel Oil |  |  | Electric Utility | [16 empty] | 1.2004 | 3.795 | 6324.6 | [12 empty] | 0 | None Reported | Water Injection | 1.2004 | 0.1837 | 0 |  |  | 0
MN | Taconite Harbor Energy Center | 10075 | 1 | Cook | 2002-05-10 | 900 | 84 | 47.5314 | -90.9111 | ARP | Tangentially-fired | Coal |  |  | Electric Utility | Electric Services | 0.4018 | 458.28 | 2292268.903 | 0.3831 | 474.878 | 2464817.39 | 0.3921 | 461.473 | 2315907.75 | 0.3853 | 448.066 | 2290737.884 | 0.4201 | 508.93 | 2403274.425 | 0.1938 | 161.669 | 1719948.924 | 0.2092 | 160.207 | 1624480.677 | 0.1441 | 163.935 | 2251018.852 | 0.1402 | 147 | 2150495.7 | 0.1302 | 147.8 | 2244837.5 | 65.1 | SNCR | Existing SNCR | 0.1302 | 0.1302 | 136.5 |  |  | 136.5
MN | Taconite Harbor Energy Center | 10075 | 2 | Cook | 2002-02-01 | 900 | 84 | 47.5314 | -90.9111 | ARP | Tangentially-fired | Coal |  |  | Electric Utility | Electric Services | 0.391 | 411.477 | 2127003.581 | 0.3939 | 496.908 | 2502250.16 | 0.3815 | 414.853 | 2128921.539 | 0.3845 | 479.723 | 2453564.567 | 0.1975 | 177.255 | 1835666.471 | 0.1484 | 193.687 | 2598714.291 | 0.1579 | 94.17 | 1186397.376 | 0.1423 | 156.884 | 2220339.945 | 0.1469 | 134 | 1848251.2 | 0.1479 | 35.1 | 483997.5 | 55.9 | SNCR | Existing SNCR | 0.1423 | 0.1423 | 129.8 |  |  | 129.8
MN | Taconite Harbor Energy Center | 10075 | 3 | Cook | 2002-03-15 | 900 | 84 | 47.5314 | -90.9111 | ARP | Tangentially-fired | Coal |  |  | Electric Utility | Electric Services | 0.4172 | 447.043 | 2132031.147 | 0.4051 | 477.892 | 2324941.654 | 0.3884 | 457.632 | 2343763.925 | 0.3613 | 403.317 | 2231728.572 | 0.3611 | 431.131 | 2353753.107 | 0.4026 | 479.306 | 2348879.66 | 0.3845 | 261.966 | 1339591.207 | 0.383 | 397.363 | 2033802.737 | 0.3935 | 343.1 | 1730724.3 | 0.3088 | 348.5 | 2208526 | 52.4 |  | New SNCR | 0.3088 | 0.18528 | 161.5 | Shutdown | Gas Combined Cycle Replacement | 8.2 | 334.9
MO | Asbury | 2076 | 1 | Jasper | 1970-06-01 | 2352 | 212.8 | 37.3596 | -94.5913 | ARP | Cyclone boiler | Coal |  | Overfire Air | Electric Utility | Electric Services | 0.6399 | 2095.277 | 6482747.878 | 0.6421 | 2240.152 | 6924178.683 | 0.6316 | 1922.447 | 6040590.681 | 0.6473 | 2218.246 | 6810573.114 | 0.6251 | 2134.941 | 6762328.479 | 0.639 | 2308.128 | 7207295.166 | 0.0918 | 282.375 | 6278805.337 | 0.1674 | 460.783 | 5730335.706 | 0.1613 | 487.4 | 6162202.6 | 0.1995 | 470.8 | 5001021.7 | 71.4 | SCR | Existing SCR | 0.0918 | 0.0918 | 277.4 |  |  | 277.4
MO | Audrain Power Plant | 55234 | CT1 | Audrain | 2001-04-13 | 971 | 101.8 | 39.3092 | -91.5369 | ARP, CAIRNOX, CAIROS, CAIRSO2, TRNOX, TRSO2G1 | Combustion turbine | Pipeline Natural Gas |  | Dry Low NOx Burners | Electric Utility | [7 empty] | 0.0394 | 0.841 | 58191.738 | 0.0352 | 0.965 | 69117.642 | 0.0389 | 1.088 | 81425.171 | 0.0338 | 0.727 | 55410.394 | 0.0415 | 0.561 | 36015.465 | 0.0421 | 1.147 | 80527.053 | 0.036 | 2.5 | 181212.7 | 0.0388 | 1.8 | 131835.3 | 5.1 | Dry Low NOx Burners | Low Ozone Season Rate | 0.0338 | 0.0338 | 2.3 |  |  | 2.3
MO | Audrain Power Plant | 55234 | CT2 | Audrain | 2001-04-10 | 971 | 101.8 | 39.3092 | -91.5369 | ARP, CAIRNOX, CAIROS, CAIRSO2, TRNOX, TRSO2G1 | Combustion turbine | Pipeline Natural Gas |  | Dry Low NOx Burners | Electric Utility | [7 empty] | 0.038 | 0.67 | 49692.984 | 0.0324 | 0.836 | 69247.464 | 0.0408 | 0.942 | 67891.979 | 0.0372 | 0.78 | 53010.301 | 0.0391 | 0.54 | 35324.291 | 0.0413 | 1.169 | 82291.503 | 0.0371 | 2.5 | 179112 | 0.0393 | 1.6 | 118628 | 5 | Dry Low NOx Burners | Low Ozone Season Rate | 0.0324 | 0.0324 | 2.2 |  |  | 2.2
MO | Audrain Power Plant | 55234 | CT3 | Audrain | 2001-04-04 | 971 | 101.8 | 39.3092 | -91.5369 | ARP, CAIRNOX, CAIROS, CAIRSO2, TRNOX, TRSO2G1 | Combustion turbine | Pipeline Natural Gas |  | Dry Low NOx Burners | Electric Utility | [7 empty] | 0.0318 | 0.849 | 71468.232 | 0.0303 | 0.746 | 67991.418 | 0.0334 | 0.876 | 72085.468 | 0.0317 | 0.539 | 45700.706 | 0.0374 | 0.541 | 36800.379 | 0.0363 | 1.331 | 96433.124 | 0.0358 | 2.2 | 166639.2 | 0.036 | 1.5 | 114483.6 | 4.7 | Dry Low NOx Burners | Low Ozone Season Rate | 0.0303 | 0.0303 | 1.9 |  |  | 1.9
MO | Audrain Power Plant | 55234 | CT4 | Audrain | 2001-04-04 | 971 | 101.8 | 39.3092 | -91.5369 | ARP, CAIRNOX, CAIROS, CAIRSO2, TRNOX, TRSO2G1 | Combustion turbine | Pipeline Natural Gas |  | Dry Low NOx Burners | Electric Utility | [7 empty] | 0.0336 | 0.784 | 66169.62 | 0.0401 | 0.689 | 55194.678 | 0.0368 | 0.731 | 55748.103 | 0.0371 | 0.728 | 49707.119 | 0.0431 | 0.513 | 33250.504 | 0.0383 | 1.248 | 89269.181 | 0.0388 | 2.3 | 158676.2 | 0.0371 | 1.4 | 108902.1 | 4.5 | Dry Low NOx Burners | Low Ozone Season Rate | 0.0336 | 0.0336 | 2 |  |  | 2
MO | Audrain Power Plant | 55234 | CT5 | Audrain | 2001-04-07 | 971 | 101.8 | 39.3092 | -91.5369 | ARP, CAIRNOX, CAIROS, CAIRSO2, TRNOX, TRSO2G1 | Combustion turbine | Pipeline Natural Gas |  | Dry Low NOx Burners | Electric Utility | [7 empty] | 0.045 | 0.444 | 35054.58 | 0.0334 | 0.656 | 55388.256 | 0.0368 | 0.71 | 53379.547 | 0.035 | 0.278 | 23265.794 | 0.0422 | 0.37 | 27885.273 | 0.0365 | 1.013 | 78113.776 | 0.0389 | 1.7 | 121657.7 | 0.038 | 1.2 | 89565.6 | 3.4 | Dry Low NOx Burners | Low Ozone Season Rate | 0.0334 | 0.0334 | 1.5 |  |  | 1.5
MO | Audrain Power Plant | 55234 | CT6 | Audrain | 2001-04-13 | 971 | 101.8 | 39.3092 | -91.5369 | ARP, CAIRNOX, CAIROS, CAIRSO2, TRNOX, TRSO2G1 | Combustion turbine | Pipeline Natural Gas |  | Dry Low NOx Burners | Electric Utility | [7 empty] | 0.0429 | 0.352 | 27715.314 | 0.0325 | 0.601 | 51376.908 | 0.0347 | 0.588 | 44869.817 | 0.0324 | 0.309 | 25754.823 | 0.0424 | 0.358 | 27342.504 | 0.0361 | 0.876 | 68454.459 | 0.0359 | 1.5 | 111572.3 | 0.0375 | 1.2 | 90390 | 3.1 | Dry Low NOx Burners | Low Ozone Season Rate | 0.0324 | 0.0324 | 1.3 |  |  | 1.3
MO | Audrain Power Plant | 55234 | CT7 | Audrain | 2001-04-27 | 971 | 101.8 | 39.3092 | -91.5369 | ARP, CAIRNOX, CAIROS, CAIRSO2, TRNOX, TRSO2G1 | Combustion turbine | Pipeline Natural Gas |  | Dry Low NOx Burners | Electric Utility | [7 empty] | 0.0402 | 0.482 | 39128.232 | 0.0306 | 0.493 | 43124.004 | 0.0348 | 0.481 | 35957.729 | 0.04 | 0.196 | 15719.088 | 0.0473 | 0.401 | 24738.056 | 0.0367 | 0.701 | 50040.017 | 0.0398 | 1.6 | 105318.2 | 0.0398 | 1.1 | 72095 | 3 | Dry Low NOx Burners | Low Ozone Season Rate | 0.0306 | 0.0306 | 1.2 |  |  | 1.2
MO | Audrain Power Plant | 55234 | CT8 | Audrain | 2001-05-03 | 971 | 101.8 | 39.3092 | -91.5369 | ARP, CAIRNOX, CAIROS, CAIRSO2, TRNOX, TRSO2G1 | Combustion turbine | Pipeline Natural Gas |  | Dry Low NOx Burners | Electric Utility | [7 empty] | 0.0474 | 0.439 | 32455.368 | 0.0283 | 0.502 | 47018.004 | 0.0298 | 0.437 | 38348.178 | 0.0308 | 0.349 | 31873.951 | 0.0413 | 0.304 | 22699.14 | 0.034 | 0.562 | 44722.391 | 0.0366 | 1.4 | 104741.1 | 0.0421 | 1.1 | 77292.4 | 2.9 | Dry Low NOx Burners | Low Ozone Season Rate | 0.0283 | 0.0283 | 1.1 |  |  | 1.1
MO | Blue Valley | 2132 | 3 | Jackson | 1965-06-01 | 540 | 65 | 39.0919 | -94.3261 | ARP | Tangentially-fired | Coal | Pipeline Natural Gas | Low NOx Burner Technology w/ Closed-coupled OFA | Electric Utility | Electric Services | 0.366 | 201.579 | 1090859.925 | 0.2871 | 182.657 | 1248709.934 | 0.2828 | 147.952 | 1022607.183 | 0.3039 | 215.001 | 1391844.037 | 0.2987 | 163.233 | 1072337.254 | 0.2987 | 148.053 | 959151.34 | 0.2453 | 29.388 | 223514.887 | 0.1656 | 35.578 | 338677.334 | 0.2582 | 91.2 | 714320.9 | 0.272 | 72.2 | 520512.4 | 36 | SNCR | Existing SNCR | 0.1656 | 0.1656 | 58.5 |  |  | 58.5
MO | Chamois Power Plant | 2169 | 2 | Osage | 1960-11-01 | 673 | 44 | 38.6853 | -91.7556 | ARP | Cyclone boiler | Coal | Diesel Oil |  | Electric Utility | Electric Services | 0.7687 | 658.706 | 1700898.003 | 0.7322 | 646.958 | 1761739.207 | 0.7472 | 614.382 | 1642519.36 | 0.7619 | 649.283 | 1702007.181 | 0.7999 | 781.052 | 1952626.181 | 0.8269 | 695.765 | 1681139.612 | 0.9277 | 666.506 | 1420532.425 | 0.839 | 711.181 | 1687133.982 | 0.8601 | 751.5 | 1738831.2 | 0.907 | 658.4 | 1436338.6 | 70.4 |  | New SNCR | 0.7322 | 0.43932 | 383.8 | Shutdown | Gas Combined Cycle Replacement | 8.3 | 743.2
MO | Chillicothe | 2122 | GT1A | Livingston | 1986-06-01 | 297 | 40 | 39.784 | -93.562 | CAIRNOX, CAIROS, CAIRSO2, TRNOX, TRSO2G1 | Combustion turbine | Pipeline Natural Gas | Diesel Oil |  | Electric Utility | [16 empty] | 0.7718 | 0.471 | 1316.8 | 0.7008 | 0.26 | 742.5 | 0.7339 | 0.709 | 1853.2 | 0.6991 | 0.4 | 1027.8 | 0.8751 | 0.6 | 1171.4 | 0.1 | None Reported | Water Injection | 0.6991 | 0.41946 | 0.2 |  |  | 0.2
MO | Chillicothe | 2122 | GT1B | Livingston | 1986-06-01 | 297 | 40 | 39.784 | -93.562 | CAIRNOX, CAIROS, CAIRSO2, TRNOX, TRSO2G1 | Combustion turbine | Pipeline Natural Gas | Diesel Oil |  | Electric Utility | [16 empty] | 0.7005 | 0.421 | 1202.4 | 0.7007 | 0.298 | 850.3 | 0.7339 | 0.714 | 1869.2 | 0.699 | 0.4 | 1012.3 | 0.9859 | 0.7 | 1217.9 | 0.1 | None Reported | Water Injection | 0.699 | 0.4194 | 0.2 |  |  | 0.2
MO | Chillicothe | 2122 | GT2A | Livingston | 1986-06-01 | 297 | 40 | 39.784 | -93.562 | CAIRNOX, CAIROS, CAIRSO2, TRNOX, TRSO2G1 | Combustion turbine | Pipeline Natural Gas | Diesel Oil |  | Electric Utility | [19 empty] | 0.701 | 0.171 | 488.2 | 1.0185 | 0.69 | 1309.7 | 0.6987 | 0.1 | 291 | 1.085 | 0.7 | 1235.6 | 0 | None Reported | Water Injection | 0.6987 | 0.41922 | 0.1 |  |  | 0.1
MO | Chillicothe | 2122 | GT2B | Livingston | 1986-06-01 | 297 | 40 | 39.784 | -93.562 | CAIRNOX, CAIROS, CAIRSO2, TRNOX, TRSO2G1 | Combustion turbine | Pipeline Natural Gas | Diesel Oil |  | Electric Utility | [16 empty] | 0.702 | 0.041 | 116.9 | 0.701 | 0.171 | 488.2 | 1.0185 | 0.685 | 1293.7 | 0.6984 | 0.1 | 306.4 | 1.085 | 0.7 | 1235.6 | 0 | None Reported | Water Injection | 0.6984 | 0.41904 | 0.1 |  |  | 0.1
MO | Columbia | 2123 | 8 | Boone | 1970-01-01 | 490 | 35 | 38.9658 | -92.3175 | ARP | Dry bottom wall-fired boiler | Pipeline Natural Gas |  |  | Electric Utility | Electric Services | 0.2928 | 0.349 | 2357.7 | [12 empty] | 0.641 | 0.421 | 1312.7 |  |  |  | 0.641 | 0.861 | 2687.642 | 0.641 | 1.1 | 3380.3 |  |  |  | 0.2 |  | New SNCR | 0.2928 | 0.17568 | 0.3 | Shutdown | Gas Combined Cycle Replacement | 0 | 1.1
MO | Columbia Energy Center (MO) | 55447 | CT01 | Boone | 2001-07-25 | 545 | 40.7 | 39.0183 | -92.2633 | ARP, CAIRNOX, CAIROS, CAIRSO2, TRNOX, TRSO2G1 | Combustion turbine | Pipeline Natural Gas |  | Dry Low NOx Burners | Electric Utility |  | 0.0442 | 0.556 | 30478.633 | 0.0419 | 0.371 | 19726.778 | 0.055 | 0.349 | 17528.692 | 0.0414 | 1.007 | 58610.595 | 0.0477 | 0.566 | 32274.121 | 0.0557 | 0.158 | 7371.992 | 0.0507 | 0.172 | 9096.636 | 0.0375 | 0.249 | 14756.768 | 0.0434 | 0.3 | 16845.1 | 0.0453 | 0.7 | 41803.1 | 0.8 | Dry Low NOx Burners | Low Ozone Season Rate | 0.0375 | 0.0375 | 0.3 |  |  | 0.3
MO | Columbia Energy Center (MO) | 55447 | CT02 | Boone | 2001-07-05 | 545 | 40.7 | 39.0183 | -92.2633 | ARP, CAIRNOX, CAIROS, CAIRSO2, TRNOX, TRSO2G1 | Combustion turbine | Pipeline Natural Gas |  | Dry Low NOx Burners | Electric Utility |  | 0.0479 | 0.428 | 21295.772 | 0.0531 | 0.198 | 8975.896 | 0.0542 | 0.504 | 23410.455 | 0.0426 | 1.206 | 63734.863 | 0.0511 | 0.707 | 36153.987 | 0.0505 | 0.137 | 6392.029 | 0.0772 | 0.056 | 2138.396 | 0.04 | 0.135 | 7782.736 | 0.0492 | 0.1 | 5442.9 | 0.1216 | 0.6 | 10906 | 0.3 | Dry Low NOx Burners | Low Ozone Season Rate | 0.04 | 0.04 | 0.1 |  |  | 0.1
MO | Columbia Energy Center (MO) | 55447 | CT03 | Boone | 2001-06-05 | 545 | 40.7 | 39.0183 | -92.2633 | ARP, CAIRNOX, CAIROS, CAIRSO2, TRNOX, TRSO2G1 | Combustion turbine | Pipeline Natural Gas |  | Dry Low NOx Burners | Electric Utility |  | 0.0448 | 0.326 | 17138.663 | 0.0541 | 0.091 | 4427.316 | 0.0464 | 0.389 | 20899.167 | 0.0442 | 1.08 | 54779.997 | 0.0522 | 0.458 | 23825.775 | 0.0544 | 0.06 | 2431.559 | 0.0505 | 0.038 | 2036.929 | 0.0433 | 0.248 | 11994.175 | 0.0551 | 0.3 | 13821.1 | 0.047 | 0.9 | 45651.6 | 0.7 | Dry Low NOx Burners | Low Ozone Season Rate | 0.0433 | 0.0433 | 0.3 |  |  | 0.3
MO | Columbia Energy Center (MO) | 55447 | CT04 | Boone | 2001-06-02 | 545 | 40.7 | 39.0183 | -92.2633 | ARP, CAIRNOX, CAIROS, CAIRSO2, TRNOX, TRSO2G1 | Combustion turbine | Pipeline Natural Gas |  | Dry Low NOx Burners | Electric Utility |  | 0.0363 | 0.261 | 16991.117 | 0.0425 | 0.077 | 4533.221 | 0.04 | 0.211 | 14902.138 | 0.0322 | 0.465 | 33917.686 | 0.0407 | 0.408 | 29984.388 | 0.0491 | 0.081 | 4829.735 | 0.032 | 0.071 | 5817.633 | 0.0289 | 0.122 | 9401.536 | 0.0386 | 0.2 | 16475.6 | 0.0363 | 0.7 | 47381.5 | 0.8 | Dry Low NOx Burners | Low Ozone Season Rate | 0.0289 | 0.0289 | 0.2 |  |  | 0.2
MO | Dogwood Energy Facility | 55178 | CT-1 | Cass | 2001-05-31 | 2600 | 208.8 | 38.7931 | -94.3006 | ARP, CAIRNOX, CAIROS, CAIRSO2, TRNOX, TRSO2G1 | Combined cycle | Pipeline Natural Gas |  | Selective Catalytic Reduction | Electric Utility |  | 0.0244 | 17.805 | 2104402.25 | 0.0258 | 22.567 | 2621717.275 | 0.0253 | 6.728 | 803784.6 | 0.0231 | 4.03 | 494211.375 | 0.0196 | 20.686 | 2772398.35 | 0.0176 | 13.28 | 1844005.95 | 0.0147 | 10.047 | 1722976.9 | 0.0198 | 20.426 | 2785775.875 | 0.0187 | 18.8 | 2579376.6 | 0.0152 | 30.4 | 4492098.9 | 27 | Selective Catalytic Reduction | Existing SCR | 0.0147 | 0.0147 | 14.8 |  |  | 14.8
MO | Dogwood Energy Facility | 55178 | CT-2 | Cass | 2001-05-31 | 2600 | 208.8 | 38.7931 | -94.3006 | ARP, CAIRNOX, CAIROS, CAIRSO2, TRNOX, TRSO2G1 | Combined cycle | Pipeline Natural Gas |  | Selective Catalytic Reduction | Electric Utility |  | 0.0237 | 16.355 | 2009700.25 | 0.0251 | 16.01 | 1954799.025 | 0.0252 | 6.46 | 751741.625 | 0.0266 | 5.674 | 630581.85 | 0.0202 | 18.194 | 2348758.675 | 0.0175 | 15.051 | 2015652.8 | 0.0159 | 11.187 | 1848515.925 | 0.0187 | 18.346 | 2581460.775 | 0.0189 | 14.2 | 1953232.7 | 0.0159 | 28.8 | 4131734.6 | 20.5 | Selective Catalytic Reduction | Existing SCR | 0.0159 | 0.0159 | 12 |  |  | 12
MO | Empire District Elec Co Energy Ctr | 6223 | 1 | Jasper | 1978-02-24 | 1336.9 | 129 | 37.1385 | -94.1041 | CAIRNOX, CAIROS, CAIRSO2, TRNOX, TRSO2G1 | Combustion turbine | Pipeline Natural Gas | Diesel Oil | Water Injection | Electric Utility | [16 empty] | 0.1431 | 0.389 | 5395.9 |  |  |  | 0.3558 | 3.576 | 19503.563 | 0.152 | 1.3 | 17475.5 | 0.1483 | 1.4 | 18860.9 | 0.4 | Water Injection | Low Ozone Season Rate | 0.1431 | 0.1431 | 1.3 |  |  | 1.3
MO | Empire District Elec Co Energy Ctr | 6223 | 2 | Jasper | 1981-05-05 | 1352.6 | 129 | 37.1385 | -94.1041 | CAIRNOX, CAIROS, CAIRSO2, TRNOX, TRSO2G1 | Combustion turbine | Pipeline Natural Gas | Diesel Oil | Water Injection | Electric Utility | [16 empty] | 0.1354 | 0.788 | 11752.642 | 0.1343 | 0.813 | 12287.765 | 0.1914 | 5.266 | 51626.276 | 0.1254 | 5.3 | 70571.4 | 0.1438 | 12 | 160891.1 | 1.4 | Water Injection | Low Ozone Season Rate | 0.1254 | 0.1254 | 5.3 |  |  | 5.3
MO | Empire District Elec Co Energy Ctr | 6223 | 3A | Jasper | 2003-03-15 | 313 | 60.5 | 37.1385 | -94.1041 | ARP, CAIRNOX, CAIROS, CAIRSO2, TRNOX, TRSO2G1 | Combustion turbine | Pipeline Natural Gas | Diesel Oil | Water Injection | Electric Utility |  | 0.0731 | 3.266 | 96308.36 | 0.0873 | 2.171 | 58731.864 | 0.0901 | 6.075 | 149148.415 | 0.0916 | 3.686 | 92413.625 | 0.0872 | 3.851 | 102771.622 | 0.0916 | 4.165 | 104397.753 | 0.0856 | 5.862 | 152349.115 | 0.0824 | 4.532 | 119727.529 | 0.088 | 5.5 | 137755.6 | 0.0978 | 6 | 140476.8 | 12 | Water Injection | Low Ozone Season Rate | 0.0731 | 0.0731 | 4.5 |  |  | 4.5
MO | Empire District Elec Co Energy Ctr | 6223 | 3B | Jasper | 2003-03-15 | 313 | 60.5 | 37.1385 | -94.1041 | ARP, CAIRNOX, CAIROS, CAIRSO2, TRNOX, TRSO2G1 | Combustion turbine | Pipeline Natural Gas | Diesel Oil | Water Injection | Electric Utility |  | 0.0742 | 3.254 | 93048.514 | 0.0923 | 2.44 | 64713.667 | 0.0917 | 5.996 | 146208.784 | 0.0884 | 4.713 | 121749.399 | 0.0893 | 1.022 | 26608.626 | 0.0828 | 4.5 | 124953.327 | 0.0671 | 3.913 | 123157.91 | 0.0795 | 4.602 | 124269.406 | 0.0802 | 5.2 | 138305.3 | 0.0994 | 5.7 | 130074.1 | 12 | Water Injection | Low Ozone Season Rate | 0.0671 | 0.0671 | 4.3 |  |  | 4.3
MO | Empire District Elec Co Energy Ctr | 6223 | 4A | Jasper | 2003-04-01 | 313 | 60.5 | 37.1385 | -94.1041 | ARP, CAIRNOX, CAIROS, CAIRSO2, TRNOX, TRSO2G1 | Combustion turbine | Pipeline Natural Gas | Diesel Oil | Water Injection | Electric Utility |  | 0.0786 | 3.176 | 87443.958 | 0.088 | 2.415 | 65172.479 | 0.0899 | 5.082 | 128831.825 | 0.0924 | 5.516 | 133784.064 | 0.0833 | 4.859 | 133039.772 | 0.084 | 4.87 | 132071.107 | 0.0823 | 5.897 | 157381.116 | 0.0816 | 5.355 | 143228.535 | 0.0828 | 3.5 | 92668.5 | 0.0992 | 5.9 | 137520.3 | 8.1 | Water Injection | Low Ozone Season Rate | 0.0786 | 0.0786 | 3.3 |  |  | 3.3
MO | Empire District Elec Co Energy Ctr | 6223 | 4B | Jasper | 2003-04-01 | 315 | 60.5 | 37.1385 | -94.1041 | ARP, CAIRNOX, CAIROS, CAIRSO2, TRNOX, TRSO2G1 | Combustion turbine | Pipeline Natural Gas | Diesel Oil | Water Injection | Electric Utility |  | 0.0805 | 3.544 | 94187.997 | 0.0834 | 2.501 | 66483.881 | 0.0922 | 5.293 | 130384.195 | 0.0863 | 5.242 | 136472.891 | 0.0884 | 5.061 | 131506.696 | 0.0824 | 5.533 | 150661.355 | 0.0798 | 6.156 | 167533.096 | 0.0832 | 5.605 | 145144.676 | 0.0884 | 3.8 | 92278.4 | 0.1032 | 5.5 | 124992.6 | 8 | Water Injection | Low Ozone Season Rate | 0.0798 | 0.0798 | 3.4 |  |  | 3.4
MO | Essex Power Plant | 7749 | 1 | Stoddard | 1999-06-22 | 1400 | 121.2 | 36.8678 | -89.8397 | ARP, CAIRNOX, CAIROS, CAIRSO2, TRNOX, TRSO2G1 | Combustion turbine | Pipeline Natural Gas |  | Dry Low NOx Burners | Electric Utility |  | 0.166 | 1.681 | 26791.741 | 0.1627 | 1.483 | 22803.458 | 0.0761 | 1.79 | 48675.008 | 0.0798 | 8.201 | 208898.525 | 0.0822 | 4.653 | 114394.795 | 0.0847 | 0.244 | 5784.833 | 0.0815 | 0.573 | 14250.999 | 0.1023 | 3.379 | 64930.773 | 0.1026 | 4.8 | 91476.3 | 0.1146 | 20.9 | 350538.2 | 1.8 | Dry Low NOx Burners | Low Ozone Season Rate | 0.0761 | 0.0761 | 3.5 |  |  | 3.5
MO | Fairgrounds | 2082 | CT01 | Cole | 1974-01-01 | 891 | 68.3 | 38.5935 | -92.2203 | CAIRNOX, CAIROS, CAIRSO2, TRNOX, TRSO2G1 | Combustion turbine | Diesel Oil |  |  | Electric Utility | [16 empty] | 1.2 | 0.492 | 819.8 | 1.201 | 0.096 | 160.4 | 1.2 | 1.652 | 2753.2 | 1.2002 | 3.8 | 6299.4 | 1.2 | 13.2 | 21981 | 0.2 | None Reported | Water Injection | 1.2 | 0.1364 | 0.4 |  |  | 0.4
MO | Greenwood Energy Center | 6074 | 1 | Jackson | 1975-06-01 | 1010 | 61 | 38.8615 | -94.2982 | CAIRNOX, CAIROS, CAIRSO2, TRNOX, TRSO2G1 | Combustion turbine | Pipeline Natural Gas | Diesel Oil |  | Electric Utility | [13 empty] | 0.1607 | 45.919 | 568555.975 | 0.2242 | 3.674 | 28160.522 | 0.1819 | 3.912 | 32218.683 | 0.112 | 4.43 | 58585.606 | 0.1108 | 3.4 | 47799.1 | 0.0659 | 1.6 | 35343.9 | 1.3 |  | Low Ozone Season Rate | 0.0659 | 0.0659 | 2 |  |  | 2
MO | Greenwood Energy Center | 6074 | 2 | Jackson | 1975-06-01 | 1010 | 61 | 38.8615 | -94.2982 | CAIRNOX, CAIROS, CAIRSO2, TRNOX, TRSO2G1 | Combustion turbine | Pipeline Natural Gas | Diesel Oil |  | Electric Utility | [13 empty] | 0.0484 | 13.549 | 608983.725 | 0.2127 | 4.109 | 33596.56 | 0.1849 | 1.885 | 14656.97 | 0.0914 | 3.643 | 55750.765 | 0.1554 | 8 | 87224.7 | 0.1205 | 6.2 | 90216.9 | 2.4 |  | Low Ozone Season Rate | 0.0484 | 0.0484 | 2.5 |  |  | 2.5
MO | Greenwood Energy Center | 6074 | 3 | Jackson | 1977-06-01 | 1010 | 61 | 38.8615 | -94.2982 | CAIRNOX, CAIROS, CAIRSO2, TRNOX, TRSO2G1 | Combustion turbine | Pipeline Natural Gas | Diesel Oil |  | Electric Utility | [13 empty] | 0.1591 | 30.539 | 382163.05 | 0.2011 | 2.047 | 17833.709 | 0.2984 | 1.945 | 14700.531 | 0.1653 | 9.625 | 112687.095 | 0.1548 | 3.6 | 39616.8 | 0.1211 | 2.6 | 37006.1 | 1.1 | None Reported | Water Injection | 0.1211 | 0.07266 | 1.7 |  |  | 1.7
MO | Greenwood Energy Center | 6074 | 4 | Jackson | 1979-06-01 | 1010 | 61 | 38.8615 | -94.2982 | CAIRNOX, CAIROS, CAIRSO2, TRNOX, TRSO2G1 | Combustion turbine | Pipeline Natural Gas | Diesel Oil |  | Electric Utility | [13 empty] | 0.9825 | 2.954 | 23255.3 | 0.2399 | 2.518 | 19058.45 | 0.2202 | 8.485 | 65894.419 | 0.1368 | 6.522 | 78450.515 | 0.1481 | 2 | 21796.8 | 0.1514 | 3.4 | 34889.1 | 0.6 | None Reported | Water Injection | 0.1368 | 0.08208 | 1.1 |  |  | 1.1
MO | Hawthorn | 2079 | 6 | Jackson | 1997-10-21 | 1602 | 176 | 39.1306 | -94.4778 | ARP, CAIRNOX, CAIROS, CAIRSO2, TRNOX, TRSO2G1 | Combustion turbine | Pipeline Natural Gas |  | Other | Electric Utility |  | 0.0405 | 0.046 | 2279.5 | 0.0657 | 0.19 | 5802.6 | 0.1897 | 2.973 | 30081.875 | 0.1266 | 0.306 | 7791.4 | 0.0283 | 0.052 | 3643 | 0.2672 | 3.169 | 21060.515 | 0.0911 | 0.507 | 10854.996 | [9 empty] | 0 | Other | Low Ozone Season Rate | 0.0283 | 0.0283 | 0 |  |  | 0
MO | Hawthorn | 2079 | 7 | Jackson | 2000-05-31 | 925 | 77 | 39.1306 | -94.4778 | ARP, CAIRNOX, CAIROS, CAIRSO2, TRNOX, TRSO2G1 | Combustion turbine | Pipeline Natural Gas |  | Other | Electric Utility |  | 0.0283 | 1.268 | 97279 | 0.0255 | 1.508 | 130513.4 | 0.0229 | 4.006 | 373165.25 | 0.0241 | 5.855 | 518948.225 | 0.0255 | 2.784 | 238022.06 | 0.0316 | 0.474 | 32965.245 | 0.033 | 0.262 | 18317.197 | 0.0293 | 0.549 | 42076.801 | 0.0242 | 0.1 | 6081.2 | 0.0332 | 0.8 | 54750.8 | 0.2 | Other | Low Ozone Season Rate | 0.0229 | 0.0229 | 0.1 |  |  | 0.1
MO | Hawthorn | 2079 | 8 | Jackson | 2000-06-14 | 925 | 77 | 39.1306 | -94.4778 | ARP, CAIRNOX, CAIROS, CAIRSO2, TRNOX, TRSO2G1 | Combustion turbine | Pipeline Natural Gas |  | Other | Electric Utility |  | 0.0278 | 0.991 | 78037.125 | 0.024 | 1.134 | 106832.725 | 0.0253 | 4.626 | 396059.125 | 0.0239 | 6.64 | 578641.775 | 0.0256 | 2.711 | 231925.896 | 0.0279 | 0.406 | 29679.822 | 0.0307 | 0.319 | 20702.554 | 0.0323 | 0.74 | 53367.457 | 0.0321 | 0.3 | 22565.2 | 0.0403 | 1.1 | 71242.5 | 0.7 | Other | Low Ozone Season Rate | 0.0239 | 0.0239 | 0.2 |  |  | 0.2
MO | Hawthorn | 2079 | 9 | Jackson | 2000-07-15 | 2439 | 142.8 | 39.1306 | -94.4778 | ARP, CAIRNOX, CAIROS, CAIRSO2, TRNOX, TRSO2G1 | Combined cycle | Pipeline Natural Gas |  | Selective Catalytic Reduction | Electric Utility |  | 0.026 | 11.27 | 1410855.4 | 0.0227 | 8.631 | 1153386.9 | 0.0212 | 20.962 | 2765645.375 | 0.0184 | 17.234 | 2371891.675 | 0.0134 | 17.66 | 2986313.759 | 0.0225 | 10.975 | 1378330.112 | 0.0182 | 11.509 | 1581033.217 | 0.0226 | 15.027 | 1975100.079 | 0.0258 | 15.8 | 1814561 | 0.0328 | 17.5 | 1752159.5 | 20.3 | Selective Catalytic Reduction | Existing SCR | 0.0134 | 0.0134 | 8.2 |  |  | 8.2
MO | Hawthorn | 2079 | 5A | Jackson | 2001-05-11 | 6600 | 594.3 | 39.1306 | -94.4778 | ARP | Dry bottom wall-fired boiler | Coal | Pipeline Natural Gas | Low NOx Burner Technology w/ Overfire Air<br>Selective Catalytic Reduction | Electric Utility | Electric Services | 0.1076 | 1082.284 | 20100000 | 0.0731 | 695.39 | 19100000 | 0.0727 | 499.932 | 13900000 | 0.0724 | 637.652 | 17600000 | 0.0718 | 673.888 | 18800000 | 0.0743 | 680.887 | 18100000 | 0.0733 | 694.248 | 19100000 | 0.0735 | 696.713 | 19200000 | 0.0731 | 620.1 | 17100000 | 0.0718 | 645.8 | 18100000 | 70.5 | SCR | Existing SCR | 0.0718 | 0.0718 | 609.1 |  |  | 609.1
MO | Higginsville Municipal Power Plant | 2131 | 4A | Lafayette | 1996-01-01 | 283 | 40 | 39.0721 | -93.721 | CAIRNOX, CAIROS, CAIRSO2, TRNOX, TRSO2G1 | Combustion turbine | Pipeline Natural Gas | Diesel Oil | Water Injection | Electric Utility | [16 empty] | 0.7 | 0.18 | 514 | 0.7 | 0.287 | 819 | 0.7 | 0.29 | 827.1 | 0.7 | 0.3 | 838 | 0.7 | 12.5 | 35618.9 | 0.1 | Water Injection | Low Ozone Season Rate | 0.7 | 0.7 | 0.3 |  |  | 0.3
MO | Higginsville Municipal Power Plant | 2131 | 4B | Lafayette | 1996-01-01 | 283 | 40 | 39.0721 | -93.721 | CAIRNOX, CAIROS, CAIRSO2, TRNOX, TRSO2G1 | Combustion turbine | Pipeline Natural Gas | Diesel Oil | Water Injection | Electric Utility | [16 empty] | 0.7 | 0.173 | 493 | 0.7 | 0.269 | 769.1 | 0.7 | 0.285 | 815 | 0.7 | 0.3 | 810 | 0.7001 | 3.9 | 11052 | 0.1 | Water Injection | Low Ozone Season Rate | 0.7 | 0.7 | 0.3 |  |  | 0.3
MO | Holden Power Plant | 7848 | 1 | Johnson | 2002-06-01 | 1515 | 107.1 | 38.7538 | -93.9983 | ARP, CAIRNOX, CAIROS, CAIRSO2, TRNOX, TRSO2G1 | Combustion turbine | Pipeline Natural Gas | Diesel Oil | Dry Low NOx Burners<br>Water Injection | Electric Utility |  | 0.061 | 0.202 | 7657.398 | 0.0426 | 0.288 | 18184.985 | 0.0339 | 1.458 | 110283.308 | 0.031 | 2.896 | 220574.971 | 0.0263 | 2.082 | 203031.197 | 0.0314 | 0.68 | 65252.306 | 0.0251 | 1.141 | 110155.458 | 0.0374 | 2.23 | 161274.651 | 0.0363 | 2.1 | 172679.8 | 0.0323 | 5.3 | 429966.5 | 3.1 | Dry Low NOx Burners<br>Water Injection | Low Ozone Season Rate | 0.0251 | 0.0251 | 1.4 |  |  | 1.4
MO | Holden Power Plant | 7848 | 2 | Johnson | 2002-06-01 | 1515 | 107.1 | 38.7538 | -93.9983 | ARP, CAIRNOX, CAIROS, CAIRSO2, TRNOX, TRSO2G1 | Combustion turbine | Pipeline Natural Gas | Diesel Oil | Dry Low NOx Burners<br>Water Injection | Electric Utility |  | 0.0577 | 0.802 | 38987.093 | 0.0683 | 0.219 | 10276.361 | 0.0429 | 1.279 | 73288.534 | 0.0388 | 4.172 | 264825.811 | 0.033 | 2.957 | 221104.061 | 0.0375 | 0.626 | 43317.704 | 0.0353 | 1.515 | 108927.301 | 0.0486 | 3.389 | 186558.815 | 0.0487 | 3.2 | 174589.5 | 0.0464 | 8.2 | 470138 | 3.1 | Dry Low NOx Burners<br>Water Injection | Low Ozone Season Rate | 0.033 | 0.033 | 2.1 |  |  | 2.1
MO | Holden Power Plant | 7848 | 3 | Johnson | 2002-06-01 | 1516.2 | 107.1 | 38.7538 | -93.9983 | ARP, CAIRNOX, CAIROS, CAIRSO2, TRNOX, TRSO2G1 | Combustion turbine | Pipeline Natural Gas | Diesel Oil | Dry Low NOx Burners<br>Water Injection | Electric Utility |  | 0.0513 | 0.488 | 22663.285 | 0.0472 | 0.14 | 7665.642 | 0.0422 | 1.005 | 70351.176 | 0.0335 | 3.111 | 230416.344 | 0.0287 | 2.212 | 187619.566 | 0.0293 | 0.784 | 64399.666 | 0.0305 | 0.937 | 87176.07 | 0.0509 | 2.418 | 115267.168 | 0.0425 | 2 | 136359.3 | 0.0374 | 6 | 433464.4 | 2.4 | Dry Low NOx Burners<br>Water Injection | Low Ozone Season Rate | 0.0287 | 0.0287 | 1.3 |  |  | 1.3
MO | Howard Bend | 2102 | CT1A | Saint Louis | 1973-07-01 | 370 | 47.4 | 38.6818 | -90.5403 | CAIRNOX, CAIROS, CAIRSO2, TRNOX, TRSO2G1 | Combustion turbine | Diesel Oil |  |  | Electric Utility | [16 empty] | 1.2 | 0.34 | 566.1 | 1.2 | 0.049 | 81.4 | 1.1999 | 0.635 | 1058.2 | 1.1997 | 0.3 | 569.8 | 1.1997 | 0.8 | 1287.6 | 0 | None Reported | Water Injection | 1.1997 | 0.1364 | 0 |  |  | 0
MO | Howard Bend | 2102 | CT1B | Saint Louis | 1973-07-01 | 370 | 47.4 | 38.6818 | -90.5403 | CAIRNOX, CAIROS, CAIRSO2, TRNOX, TRSO2G1 | Combustion turbine | Diesel Oil |  |  | Electric Utility | [16 empty] | 1.2001 | 0.258 | 429.2 | 1.2 | 0.049 | 81.4 | 1.1997 | 0.673 | 1121.1 | 1.1997 | 0.3 | 569.8 | 1.1997 | 0.8 | 1413.4 | 0 | None Reported | Water Injection | 1.1997 | 0.1364 | 0 |  |  | 0
MO | Iatan | 6065 | 1 | Platte | 1980-05-08 | 7800 | 726 | 39.4472 | -94.98 | ARP | Dry bottom wall-fired boiler | Coal |  | Low NOx Burner Technology (Dry Bottom only) | Electric Utility | Electric Services | 0.3392 | 4519.264 | 26500000 | 0.3449 | 3905.471 | 22300000 | 0.3218 | 3921.613 | 24000000 | 0.2803 | 3110.807 | 21900000 | 0.2947 | 2836.923 | 18700000 | 0.3278 | 3732.164 | 22700000 | 0.0879 | 1014.157 | 26200000 | 0.0744 | 831.599 | 23600000 | 0.0738 | 490.2 | 14100000 | 0.0726 | 864.6 | 24000000 | 49.2 | SCR | Existing SCR | 0.0726 | 0.0726 | 482.2 |  |  | 482.2
MO | Iatan | 6065 | 2 | Platte | 2010-07-20 | 8100 | 914 | 39.4472 | -94.98 | ARP, CAIRNOX, CAIROS, CAIRSO2 | Dry bottom wall-fired boiler | Coal |  | Low NOx Burner Technology w/ Overfire Air<br>Overfire Air<br>Selective Catalytic Reduction | Electric Utility | Electric Services | [24 empty] | 0.0462 | 521.4 | 22900000 | 0.0517 | 639.6 | 24900000 | 77 | SCR | Existing SCR | 0.0462 | 0.0462 | 521.4 |  |  | 521.4
MO | James River | 2161 | 3 | Greene | 1960-02-01 | 573 | 44 | 37.1086 | -93.2592 | ARP | Dry bottom wall-fired boiler | Coal | Pipeline Natural Gas | Low NOx Burner Technology w/ Overfire Air | Electric Utility |  | 0.5799 | 450.646 | 1525671.714 | 0.3006 | 253.012 | 1691952.58 | 0.3278 | 264.948 | 1616788.52 | 0.3245 | 260.462 | 1611128.637 | 0.2529 | 188.418 | 1477994.15 | 0.1804 | 123.357 | 1364750.704 | 0.1347 | 82.93 | 1220890.75 | 0.1568 | 119.61 | 1518412.9 | 0.2143 | 142.6 | 1294202.9 | 0.2007 | 52.6 | 523705.2 | 61.5 |  | New SNCR | 0.1347 | 0.08082 | 53.8 |  |  | 53.8
MO | James River | 2161 | 4 | Greene | 1964-05-01 | 682 | 60 | 37.1086 | -93.2592 | ARP | Dry bottom wall-fired boiler | Coal | Pipeline Natural Gas | Low NOx Burner Technology w/ Overfire Air | Electric Utility |  | 0.494 | 573.798 | 2318336.956 | 0.3311 | 356.32 | 2201481.1 | 0.361 | 351.384 | 1970103 | 0.3631 | 322.054 | 1795066.572 | 0.2358 | 216.255 | 1820259.7 | 0.244 | 213.257 | 1743371.307 | 0.1507 | 117.4 | 1527873.671 | 0.1826 | 153.881 | 1676504.409 | 0.2316 | 156.6 | 1338866.8 | 0.2437 | 167.6 | 1343164.9 | 53.5 |  | New SNCR | 0.1507 | 0.09042 | 61.2 |  |  | 61.2
MO | James River | 2161 | 5 | Greene | 1970-05-01 | 1155 | 105 | 37.1086 | -93.2592 | ARP | Dry bottom wall-fired boiler | Coal | Pipeline Natural Gas | Low NOx Burner Technology w/ Overfire Air | Electric Utility |  | 0.4877 | 932.886 | 3794744.5 | 0.321 | 601.474 | 3717431.1 | 0.3407 | 591.352 | 3429508.634 | 0.3438 | 600.081 | 3456842.1 | 0.3364 | 519.681 | 3062637.963 | 0.2434 | 359.74 | 2943480.05 | 0.1377 | 208.908 | 2973234.683 | 0.1772 | 292.582 | 3282484.9 | 0.2281 | 336.3 | 2923935.1 | 0.2132 | 265 | 2427324.4 | 68.9 |  | New SCR | 0.1377 | 0.06 | 88.5 |  |  | 88.5
MO | James River | 2161 | **GT1 | Greene | 1989-04-01 | 1060.9 | 96 | 37.1086 | -93.2592 | CAIRNOX, CAIROS, CAIRSO2, TRNOX, TRSO2G1 | Combustion turbine | Pipeline Natural Gas | Diesel Oil | Water Injection | Electric Utility | [16 empty] | 0.1809 | 4.037 | 40454.378 | 0.1965 | 3.055 | 30157.697 | 0.1363 | 16.149 | 235776.836 | 0.1294 | 2.3 | 34319.8 | 0.1284 | 16.9 | 253994.7 | 0.9 | Water Injection | Low Ozone Season Rate | 0.1284 | 0.1284 | 2.3 |  |  | 2.3
MO | James River | 2161 | **GT2 | Greene | 1992-04-01 | 1042.1 | 101.5 | 37.1086 | -93.2592 | ARP, CAIRNOX, CAIROS, CAIRSO2, TRNOX, TRSO2G1 | Combustion turbine | Pipeline Natural Gas | Diesel Oil | Water Injection | Electric Utility |  | 0.1636 | 3.37 | 41293 | 0.1754 | 2.918 | 32549.8 | 0.1718 | 6.668 | 75319.3 | 0.1798 | 21.983 | 239325.525 | 0.1907 | 16.673 | 165455.6 | 0.1797 | 4.237 | 45048.481 | 0.1781 | 2.338 | 27361.539 | 0.1551 | 16.774 | 213540.438 | 0.1373 | 2.3 | 33120.7 | 0.1447 | 22 | 301126.9 | 0.9 | Water Injection | Low Ozone Season Rate | 0.1373 | 0.1373 | 2.3 |  |  | 2.3
MO | John Twitty Energy Center | 6195 | 1 | Greene | 1976-06-01 | 1990 | 194 | 37.1519 | -93.3892 | ARP | Dry bottom wall-fired boiler | Coal | Diesel Oil, Pipeline Natural Gas | Other | Electric Utility | Elec & Other Services Combined | 0.3586 | 1431.368 | 7841952.8 | 0.344 | 1257.838 | 7192299.3 | 0.3436 | 1272.857 | 7306404.425 | 0.3405 | 1114.719 | 6514444.548 | 0.3704 | 1066.737 | 5713563.839 | 0.3708 | 1151.487 | 6165999.941 | 0.0908 | 263.709 | 5821186.781 | 0.099 | 273.66 | 5674628.171 | 0.0979 | 239.1 | 4885061 | 0.0834 | 178.4 | 4351586.9 | 66.9 | SCR | Existing SCR | 0.0834 | 0.0834 | 203.7 |  |  | 203.7
MO | John Twitty Energy Center | 6195 | 2 | Greene | 2010-11-01 | 2724 | 300 | 37.1519 | -93.3892 | CAIRNOX, CAIROS, CAIRSO2, ARP | Dry bottom wall-fired boiler | Coal | Pipeline Natural Gas | Selective Catalytic Reduction | Electric Utility | Elec & Other Services Combined | [24 empty] | 0.0736 | 281 | 7599547.7 | 0.0722 | 197 | 5436748.5 | 76 | SCR | Existing SCR | 0.0722 | 0.0722 | 275.7 |  |  | 275.7
MO | John Twitty Energy Center | 6195 | CT1A | Greene | 1982-12-18 | 352 | 57 | 37.1519 | -93.3892 | CAIRNOX, CAIROS, CAIRSO2, TRNOX, TRSO2G1 | Combustion turbine | Pipeline Natural Gas | Diesel Oil | Water Injection | Electric Utility | [16 empty] | 0.1424 | 0.287 | 3368.245 | 0.1424 | 0.125 | 1460.864 | 0.1422 | 3.201 | 43500.258 | 0.144 | 0.4 | 5171.4 | 0.1466 | 2.6 | 33157.1 | 0.4 | Water Injection | Low Ozone Season Rate | 0.1422 | 0.0916 | 0.3 |  |  | 0.3
MO | John Twitty Energy Center | 6195 | CT1B | Greene | 1982-12-18 | 354 | 57 | 37.1519 | -93.3892 | CAIRNOX, CAIROS, CAIRSO2, TRNOX, TRSO2G1 | Combustion turbine | Pipeline Natural Gas | Diesel Oil | Water Injection | Electric Utility | [16 empty] | 0.13 | 0.328 | 4201.286 | 0.1366 | 0.254 | 3244.663 | 0.1394 | 3.013 | 41855.739 | 0.1258 | 0.4 | 5086.1 | 0.1296 | 2.2 | 32605.8 | 0.4 | Water Injection | Low Ozone Season Rate | 0.1258 | 0.0884 | 0.3 |  |  | 0.3
MO | John Twitty Energy Center | 6195 | CT2A | Greene | 1982-12-18 | 382 | 52 | 37.1519 | -93.3892 | CAIRNOX, CAIROS, CAIRSO2, TRNOX, TRSO2G1 | Combustion turbine | Pipeline Natural Gas | Diesel Oil | Water Injection | Electric Utility | [16 empty] | 0.1637 | 0.277 | 2814.603 | 0.1555 | 0.356 | 3525.211 | 0.1538 | 3.027 | 38392.754 | 0.1434 | 0.4 | 4703.9 | 0.132 | 0.8 | 12960.3 | 0.3 | Water Injection | Low Ozone Season Rate | 0.132 | 0.0924 | 0.3 |  |  | 0.3
MO | John Twitty Energy Center | 6195 | CT2B | Greene | 1982-12-18 | 394 | 52 | 37.1519 | -93.3892 | CAIRNOX, CAIROS, CAIRSO2, TRNOX, TRSO2G1 | Combustion turbine | Pipeline Natural Gas | Diesel Oil | Water Injection | Electric Utility | [16 empty] | 0.1177 | 0.201 | 2320.749 | 0.1362 | 0.526 | 5712.759 | 0.1363 | 3.037 | 41375.55 | 0.1252 | 0.4 | 5047.8 | 0.1166 | 1.3 | 20926 | 0.3 | Water Injection | Low Ozone Season Rate | 0.1166 | 0.0863 | 0.3 |  |  | 0.3
MO | Labadie | 2103 | 1 | Franklin | 1970-05-01 | 6183 | 573.7 | 38.5583 | -90.8361 | ARP | Tangentially-fired | Coal |  | Low NOx Burner Technology w/ Closed-coupled/Separated OFA | Electric Utility | Electric Services | 0.1051 | 852.452 | 16400000 | 0.1153 | 917.159 | 15900000 | 0.1094 | 894.049 | 16400000 | 0.1076 | 945.111 | 17600000 | 0.1057 | 986.408 | 18600000 | 0.1076 | 725.721 | 13400000 | 0.1072 | 940.428 | 17500000 | 0.0992 | 887.463 | 17900000 | 0.1014 | 1029.3 | 20300000 | 0.1012 | 849.8 | 16900000 | 89.4 |  | New SCR | 0.0992 | 0.06 | 609 |  |  | 609
MO | Labadie | 2103 | 2 | Franklin | 1971-04-01 | 6183 | 573.7 | 38.5583 | -90.8361 | ARP | Tangentially-fired | Coal |  | Low NOx Burner Technology w/ Closed-coupled/Separated OFA | Electric Utility | Electric Services | 0.1081 | 949.317 | 17600000 | 0.1165 | 1013.317 | 17400000 | 0.1082 | 989.956 | 18400000 | 0.1099 | 1038.394 | 18900000 | 0.107 | 984.62 | 18400000 | 0.1104 | 1001.61 | 18400000 | 0.1112 | 945.248 | 17200000 | 0.1096 | 920.556 | 16800000 | 0.1089 | 1096 | 20200000 | 0.0946 | 614 | 12900000 | 88.8 |  | New SCR | 0.0946 | 0.06 | 603.9 |  |  | 603.9
MO | Labadie | 2103 | 3 | Franklin | 1972-07-01 | 6107 | 621 | 38.5583 | -90.8361 | ARP | Tangentially-fired | Coal |  | Low NOx Burner Technology w/ Closed-coupled/Separated OFA | Electric Utility | Electric Services | 0.1113 | 833.29 | 15100000 | 0.1125 | 1078.35 | 19200000 | 0.1139 | 1107.046 | 19400000 | 0.1109 | 1075.627 | 19400000 | 0.1111 | 1074.74 | 19400000 | 0.1084 | 1001.228 | 18400000 | 0.1132 | 973.726 | 17200000 | 0.1116 | 1120.751 | 20000000 | 0.105 | 1085.1 | 20600000 | 0.1043 | 915.8 | 17500000 | 92.1 |  | New SCR | 0.1043 | 0.06 | 620.1 |  |  | 620.1
MO | Labadie | 2103 | 4 | Franklin | 1973-06-01 | 6107 | 621 | 38.5583 | -90.8361 | ARP | Tangentially-fired | Coal |  | Low NOx Burner Technology w/ Closed-coupled/Separated OFA | Electric Utility | Electric Services | 0.1105 | 846.649 | 15600000 | 0.115 | 1027.904 | 17900000 | 0.1134 | 992.724 | 17500000 | 0.1002 | 889.253 | 17700000 | 0.1071 | 1065.049 | 19800000 | 0.1042 | 1027.526 | 19700000 | 0.1103 | 909.043 | 16400000 | 0.1084 | 1100.484 | 20100000 | 0.1 | 1007.5 | 20100000 | 0.0893 | 885.2 | 19800000 | 89.6 |  | New SCR | 0.0893 | 0.06 | 604.5 |  |  | 604.5
MO | Lake Road | 2098 | 6 | Buchanan | 1966-06-01 | 1571 | 90 | 39.7246 | -94.8773 | ARP | Cyclone boiler | Coal | Natural Gas, Pipeline Natural Gas | Overfire Air | Electric Utility | Elec & Other Services Combined | 0.6034 | 939.128 | 3086084.051 | 0.6803 | 1033.57 | 3035078.476 | 0.666 | 1067.442 | 3221476.985 | 0.6674 | 1025.826 | 3154985.99 | 0.6582 | 1043.084 | 3175739.019 | 0.6723 | 1003.739 | 3037703.044 | 0.6818 | 769.248 | 2292170.733 | 0.638 | 703.565 | 2228860.868 | 0.6472 | 768.1 | 2430097.3 | 0.6692 | 791.4 | 2367785.3 | 42.1 |  | New SCR | 0.6034 | 0.06034 | 71.6 |  |  | 71.6
MO | Lake Road | 2098 | GT5 | Buchanan | 1973-06-15 | 867 | 85 | 39.7246 | -94.8773 | CAIRNOX, CAIROS, CAIRSO2, TRNOX, TRSO2G1 | Combustion turbine | Pipeline Natural Gas | Diesel Oil |  | Electric Utility | [16 empty] | 0.7002 | 3.618 | 10336.7 | 0.6985 | 0.917 | 2619 | 0.7004 | 7.666 | 21902.9 | 0.7003 | 10.4 | 29768.6 | 0.6998 | 34.1 | 97467.5 | 0.9 | None Reported | Water Injection | 0.6985 | 0.4191 | 6.2 |  |  | 6.2
MO | McCartney Generating Station | 7903 | MGS1A | Greene | 2002-05-01 | 324 | 58.9 | 37.2479 | -93.1709 | ARP, CAIRNOX, CAIROS, CAIRSO2, TRNOX, TRSO2G1 | Combustion turbine | Pipeline Natural Gas |  | Water Injection | Electric Utility |  | 0.1247 | 2.996 | 55220.375 | 0.1232 | 1.487 | 27991.1 | 0.1259 | 7.476 | 132998.375 | 0.1206 | 9.102 | 171579.9 | 0.1384 | 7.537 | 118479.18 | 0.1357 | 3.878 | 63351.888 | 0.1419 | 3.242 | 46535.189 | 0.127 | 10.901 | 188799.357 | 0.1178 | 3.1 | 60757.8 |  |  |  | 5.1 | Water Injection | Low Ozone Season Rate | 0.1178 | 0.1178 | 3.1 |  |  | 3.1
MO | McCartney Generating Station | 7903 | MGS1B | Greene | 2002-05-01 | 321 | 58.9 | 37.2479 | -93.1709 | ARP, CAIRNOX, CAIROS, CAIRSO2, TRNOX, TRSO2G1 | Combustion turbine | Pipeline Natural Gas |  | Water Injection | Electric Utility |  | 0.1378 | 3.068 | 53950.325 | 0.141 | 1.483 | 27706.6 | 0.1345 | 7.357 | 135474.6 | 0.1128 | 8.202 | 165974.575 | 0.1502 | 9.138 | 122014.97 | 0.1332 | 3.53 | 61038.49 | 0.142 | 3.275 | 47628.564 | 0.127 | 10.657 | 186311.733 | 0.1194 | 3 | 58140.4 | 0.1213 | 8.8 | 157224.9 | 4.9 | Water Injection | Low Ozone Season Rate | 0.1128 | 0.1128 | 2.8 |  |  | 2.8
MO | McCartney Generating Station | 7903 | MGS2A | Greene | 2002-05-01 | 321 | 58.9 | 37.2479 | -93.1709 | ARP, CAIRNOX, CAIROS, CAIRSO2, TRNOX, TRSO2G1 | Combustion turbine | Pipeline Natural Gas |  | Water Injection | Electric Utility |  | 0.1103 | 2.071 | 40241.425 | 0.1194 | 1.288 | 24819.725 | 0.1162 | 6.397 | 126847.85 | 0.1107 | 6.84 | 140075.775 | 0.1259 | 6.959 | 114894.13 | 0.1252 | 3.303 | 60840.281 | 0.1691 | 3.032 | 36394.15 | 0.1379 | 11.913 | 182559.082 | 0.1143 | 2.8 | 54222.4 | 0.1369 | 11.8 | 178469.4 | 4.6 | Water Injection | Low Ozone Season Rate | 0.1103 | 0.1103 | 2.7 |  |  | 2.7
MO | McCartney Generating Station | 7903 | MGS2B | Greene | 2002-05-01 | 321 | 58.9 | 37.2479 | -93.1709 | ARP, CAIRNOX, CAIROS, CAIRSO2, TRNOX, TRSO2G1 | Combustion turbine | Pipeline Natural Gas |  | Water Injection | Electric Utility |  | 0.1134 | 2.097 | 41521.95 | 0.1463 | 1.612 | 25575.375 | 0.1448 | 7.967 | 127768.95 | 0.1078 | 6.732 | 141764.85 | 0.1205 | 6.28 | 112272.84 | 0.1301 | 3.321 | 58319.637 | 0.133 | 2.057 | 35226.46 | 0.1303 | 10.925 | 182924.963 | 0.1244 | 2.9 | 54527.2 | 0.141 | 12.3 | 182801.1 | 4.6 | Water Injection | Low Ozone Season Rate | 0.1078 | 0.1078 | 2.5 |  |  | 2.5
MO | Meramec | 2104 | 1 | Saint Louis | 1953-04-01 | 1566 | 137.5 | 38.4017 | -90.3358 | ARP | Tangentially-fired | Coal |  |  | Electric Utility | Electric Services | 0.4268 | 850.28 | 4103608.7 | 0.18 | 400.865 | 5197212.625 | 0.1232 | 256.114 | 4457535.075 | 0.1282 | 278.861 | 4623348.4 | 0.1216 | 265.219 | 4540706.176 | 0.129 | 267.442 | 4276672.404 | 0.1358 | 268.214 | 4044146.029 | 0.1165 | 229.203 | 3944772.316 | 0.1116 | 253.2 | 4609356.6 | 0.1263 | 229.7 | 3822249 | 80.2 |  | New SCR | 0.1116 | 0.06 | 136.1 | Shutdown | Gas Combined Cycle Replacement | 21.9 | 231.3
MO | Meramec | 2104 | 2 | Saint Louis | 1954-05-01 | 1566 | 137.5 | 38.4017 | -90.3358 | ARP | Tangentially-fired | Coal |  |  | Electric Utility | Electric Services | 0.4399 | 833.068 | 3841756.35 | 0.1478 | 296.625 | 4426165.925 | 0.1114 | 235.346 | 4532316.375 | 0.1041 | 221.52 | 4444809.95 | 0.1103 | 229.383 | 4334502.058 | 0.1198 | 250.307 | 4380804.187 | 0.1201 | 203.073 | 3586059.725 | 0.1164 | 234.573 | 4125152.99 | 0.1148 | 241.9 | 4292085.9 | 0.1116 | 216.7 | 4053319 | 74.6 |  | New SCR | 0.1041 | 0.06 | 126.4 | Shutdown | Gas Combined Cycle Replacement | 20.4 | 221.5
MO | Meramec | 2104 | 3 | Saint Louis | 1958-12-01 | 3172 | 289 | 38.4017 | -90.3358 | ARP | Dry bottom wall-fired boiler | Coal |  |  | Electric Utility | Electric Services | 0.5855 | 2201.69 | 7556645.175 | 0.3805 | 1489.355 | 8133718.25 | 0.4385 | 1937.95 | 9182711.95 | 0.3596 | 1497.892 | 8661699.225 | 0.1979 | 883.45 | 8902587.759 | 0.1768 | 671.078 | 7622437.986 | 0.1742 | 640.088 | 7305293.286 | 0.1703 | 669.391 | 7910771.036 | 0.1737 | 685.3 | 7879981.1 | 0.1701 | 565.4 | 6730048.6 | 67.7 |  | New SCR | 0.1701 | 0.06 | 236.7 | Shutdown | Gas Combined Cycle Replacement | 37.4 | 647.9
MO | Meramec | 2104 | 4 | Saint Louis | 1961-06-01 | 3782 | 359 | 38.4017 | -90.3358 | ARP | Dry bottom wall-fired boiler | Coal |  | Low NOx Burner Technology w/ Overfire Air | Electric Utility | Electric Services | 0.1883 | 984.727 | 10400000 | 0.1965 | 1049.654 | 10700000 | 0.2109 | 959.984 | 9278744.7 | 0.1794 | 905.486 | 10100000 | 0.1857 | 1120.96 | 11900000 | 0.1831 | 1026.629 | 11000000 | 0.1827 | 984.515 | 10400000 | 0.1791 | 814.435 | 9003350.674 | 0.1775 | 925.8 | 10200000 | 0.1751 | 737.2 | 8238330.6 | 73.6 |  | New SCR | 0.1751 | 0.06 | 312.9 | Shutdown | Gas Combined Cycle Replacement | 48.5 | 877.3
MO | Meramec | 2104 | CT01 | Saint Louis | 1974-06-01 | 891 | 62 | 38.4017 | -90.3358 | CAIRNOX, CAIROS, CAIRSO2, TRNOX, TRSO2G1 | Combustion turbine | Diesel Oil |  |  | Electric Utility | [16 empty] | 1.2 | 2.561 | 4267.9 |  |  |  | 1.1999 | 2.309 | 3849.1 | 1.2 | 2.4 | 4009.5 | 1.2 | 2 | 3270 | 0.1 | None Reported | Water Injection | 1.1999 | 0.1364 | 0.3 |  |  | 0.3
MO | Meramec | 2104 | CT2A | Saint Louis | 1974-11-19 | 463 | 56 | 38.4017 | -90.3358 | CAIRNOX, CAIROS, CAIRSO2, TRNOX, TRSO2G1 | Combustion turbine | Pipeline Natural Gas | Diesel Oil | Water Injection | Electric Utility | [16 empty] | 0.7 | 2.403 | 6866.3 | 0.6998 | 1.992 | 5690.3 | 0.7 | 2.525 | 7213.5 | 0.7 | 10.9 | 31220.3 | 0.7036 | 19.7 | 55884.2 | 1.8 | Water Injection | Low Ozone Season Rate | 0.6998 | 0.6998 | 10.9 |  |  | 10.9
MO | Meramec | 2104 | CT2B | Saint Louis | 1974-11-19 | 463 | 56 | 38.4017 | -90.3358 | CAIRNOX, CAIROS, CAIRSO2, TRNOX, TRSO2G1 | Combustion turbine | Pipeline Natural Gas | Diesel Oil | Water Injection | Electric Utility | [16 empty] | 0.7 | 2.437 | 6963.5 | 0.6998 | 1.716 | 4903.1 | 0.6999 | 2.431 | 6945 | 0.7001 | 9.3 | 26590.4 | 0.7092 | 6 | 16848.7 | 1.6 | Water Injection | Low Ozone Season Rate | 0.6998 | 0.6998 | 9.3 |  |  | 9.3
MO | Mexico | 6650 | CT01 | Audrain | 1977-08-31 | 891 | 60.7 | 39.1481 | -91.8306 | CAIRNOX, CAIROS, CAIRSO2, TRNOX, TRSO2G1 | Combustion turbine | Diesel Oil |  |  | Electric Utility | [16 empty] | 1.2 | 1.395 | 2325.5 | 1.2 | 2.876 | 4793.6 | 1.2 | 1.427 | 2379 | 1.2001 | 5.7 | 9578.3 | 1.2001 | 9.2 | 15334 | 0.3 | None Reported | Water Injection | 1.2 | 0.1364 | 0.7 |  |  | 0.7
MO | Moberly | 6651 | CT01 | Randolph | 1977-09-11 | 891 | 60.6 | 39.4244 | -92.4837 | CAIRNOX, CAIROS, CAIRSO2, TRNOX, TRSO2G1 | Combustion turbine | Diesel Oil |  |  | Electric Utility | [16 empty] | 1.2 | 0.92 | 1532.5 |  |  |  | 1.2 | 8.666 | 14443.1 | 1.2001 | 2.2 | 3724.4 | 1.2001 | 13 | 21633.5 | 0.1 | None Reported | Water Injection | 1.2 | 0.1364 | 0.3 |  |  | 0.3
MO | Montrose | 2080 | 1 | Henry | 1958-06-01 | 2140 | 188 | 38.3108 | -93.9331 | ARP | Tangentially-fired | Coal |  |  | Electric Utility | Electric Services | 0.2658 | 793.162 | 5737261.057 | 0.276 | 740.997 | 5302590.824 | 0.323 | 866.786 | 5097070.921 | 0.3218 | 896.799 | 5329205.458 | 0.3214 | 803.096 | 4808947.459 | 0.3484 | 1057.141 | 5921319.665 | 0.3387 | 906.554 | 5147739.128 | 0.3386 | 828.25 | 4717660.352 | 0.3162 | 860 | 5248083 | 0.3033 | 753.9 | 4905340.1 | 66.8 |  | New SCR | 0.2658 | 0.06 | 163.2 |  |  | 163.2
MO | Montrose | 2080 | 2 | Henry | 1960-03-01 | 2130 | 188 | 38.3108 | -93.9331 | ARP | Tangentially-fired | Coal |  |  | Electric Utility | Electric Services | 0.3277 | 824.514 | 4953006.413 | 0.3316 | 980.518 | 5840157.553 | 0.3338 | 923.579 | 5524723.138 | 0.3192 | 846.119 | 5260423.783 | 0.3391 | 882.815 | 5226461.368 | 0.3393 | 865.07 | 5089711.236 | 0.3447 | 867.58 | 4971402.004 | 0.3248 | 790.933 | 4869368.014 | 0.3153 | 759.1 | 4826048.6 | 0.1505 | 282.6 | 3674432.3 | 61.7 |  | New SCR | 0.1505 | 0.06 | 144.4 |  |  | 144.4
MO | Montrose | 2080 | 3 | Henry | 1964-03-01 | 2250 | 188 | 38.3108 | -93.9331 | ARP | Tangentially-fired | Coal |  |  | Electric Utility | Electric Services | 0.3189 | 732.76 | 4497077.523 | 0.3302 | 986.125 | 5897866.549 | 0.329 | 748.712 | 4518611.022 | 0.3178 | 903.099 | 5638567.117 | 0.3359 | 802.322 | 4798739.045 | 0.3384 | 922.303 | 5428794.527 | 0.3433 | 877.105 | 5020268.453 | 0.3213 | 827.081 | 5133179.889 | 0.3142 | 752.4 | 4810209.7 | 0.1449 | 228.6 | 3127120 | 58.2 |  | New SCR | 0.1449 | 0.06 | 143.7 |  |  | 143.7
MO | Moreau | 6652 | CT01 | Cole | 1977-10-02 | 891 | 60.8 | 38.5553 | -92.102 | CAIRNOX, CAIROS, CAIRSO2, TRNOX, TRSO2G1 | Combustion turbine | Diesel Oil |  |  | Electric Utility | [16 empty] | 1.2003 | 2.069 | 3448.2 | 1.2 | 4.095 | 6825.1 | 1.2 | 1.721 | 2869 | 1.2001 | 3.5 | 5854 | 1.2 | 13.3 | 22194.8 | 0.2 | None Reported | Water Injection | 1.2 | 0.1364 | 0.4 |  |  | 0.4
MO | New Madrid Power Plant | 2167 | 1 | New Madrid | 1972-12-01 | 6728 | 650 | 36.5147 | -89.5617 | ARP | Cyclone boiler | Coal | Diesel Oil | Selective Catalytic Reduction | Electric Utility | Electric Services | 0.3097 | 2625.589 | 16400000 | 0.1508 | 1025.068 | 14100000 | 0.5325 | 3344.147 | 12300000 | 0.1852 | 1472.58 | 16500000 | 0.1446 | 1049.378 | 17400000 | 0.0895 | 795.16 | 18200000 | 0.0903 | 713.344 | 16500000 | 0.1083 | 811.173 | 16200000 | 0.2299 | 1638.1 | 14600000 | 0.6267 | 5785.8 | 18000000 | 59.1 | SCR | Existing SCR | 0.0895 | 0.0895 | 637.7 |  |  | 637.7
MO | New Madrid Power Plant | 2167 | 2 | New Madrid | 1977-06-01 | 6985 | 650 | 36.5147 | -89.5617 | ARP | Cyclone boiler | Coal | Diesel Oil | Selective Catalytic Reduction | Electric Utility | Electric Services | 1.1496 | 10477.537 | 17900000 | 0.139 | 1096.148 | 15800000 | 0.1658 | 1234.819 | 16000000 | 0.1958 | 1756.927 | 18200000 | 0.1146 | 826.982 | 15200000 | 0.0977 | 828.533 | 17800000 | 0.0941 | 715.399 | 16400000 | 0.121 | 804.013 | 15500000 | 0.0983 | 779.7 | 16300000 | 0.5051 | 4134.1 | 16300000 | 63.5 | SCR | Existing SCR | 0.0941 | 0.0941 | 746.4 |  |  | 746.4
MO | Nodaway Power Plant | 7754 | 1 | Nodaway | 1999-06-28 | 1400 | 157.8 | 40.2877 | -94.7913 | ARP, CAIRNOX, CAIROS, CAIRSO2, TRNOX, TRSO2G1 | Combustion turbine | Pipeline Natural Gas |  | Dry Low NOx Burners | Electric Utility |  | 0.075 | 0.785 | 21134.684 | 0.066 | 0.59 | 18216.255 | 0.0669 | 0.369 | 11577.863 | 0.0691 | 5.155 | 150869.639 | 0.0769 | 1.26 | 31970.905 | 0.0808 | 0.434 | 10381.064 | 0.0773 | 0.64 | 15840.059 | 0.068 | 0.627 | 18679.08 | 0.0683 | 1.1 | 33794.1 | 0.0684 | 3.5 | 104316.9 | 0.7 | Dry Low NOx Burners | Low Ozone Season Rate | 0.066 | 0.066 | 1.1 |  |  | 1.1
MO | Nodaway Power Plant | 7754 | 2 | Nodaway | 1999-07-07 | 1400 | 157.8 | 40.2877 | -94.7913 | ARP, CAIRNOX, CAIROS, CAIRSO2, TRNOX, TRSO2G1 | Combustion turbine | Pipeline Natural Gas |  | Dry Low NOx Burners | Electric Utility |  | 0.0769 | 0.98 | 26377.411 | 0.0689 | 0.533 | 15897.297 | 0.0621 | 0.316 | 10977.682 | 0.0588 | 4.784 | 168243.566 | 0.0679 | 2.443 | 72667.543 | 0.0761 | 0.295 | 7475.435 | 0.0739 | 0.762 | 20294.668 | 0.0766 | 1.592 | 41561.57 | 0.076 | 1.6 | 43250.6 | 0.0758 | 4.8 | 128174.3 | 0.8 | Dry Low NOx Burners | Low Ozone Season Rate | 0.0588 | 0.0588 | 1.3 |  |  | 1.3
MO | Northeast Generating Station | 2081 | 11 | Jackson | 1972-05-30 | 1000 | 50 | 39.1231 | -94.5605 | CAIRNOX, CAIROS, CAIRSO2, TRNOX, TRSO2G1 | Combustion turbine | Diesel Oil |  |  | Electric Utility | [16 empty] | 1.2 | 0.967 | 1611 | 1.2 | 0.548 | 913 |  |  |  | 1.2 | 0.1 | 146 | 1.2 | 1.8 | 3052 | 0 | None Reported | Water Injection | 1.2 | 0.1364 | 0 |  |  | 0
MO | Northeast Generating Station | 2081 | 12 | Jackson | 1972-05-30 | 1000 | 64 | 39.1231 | -94.5605 | CAIRNOX, CAIROS, CAIRSO2, TRNOX, TRSO2G1 | Combustion turbine | Diesel Oil |  |  | Electric Utility | [16 empty] | 1.2 | 0.901 | 1501.2 | 1.2003 | 0.549 | 915 |  |  |  | 1.2 | 0 | 47 | 1.2 | 1.8 | 2987 | 0 | None Reported | Water Injection | 1.2 | 0.1364 | 0 |  |  | 0
MO | Northeast Generating Station | 2081 | 13 | Jackson | 1976-06-25 | 1000 | 50 | 39.1231 | -94.5605 | CAIRNOX, CAIROS, CAIRSO2, TRNOX, TRSO2G1 | Combustion turbine | Diesel Oil |  |  | Electric Utility | [16 empty] | 1.2 | 0.619 | 1032 | 1.2001 | 2.296 | 3826.9 | 1.2002 | 0.293 | 488 | 1.2008 | 1.1 | 1775.9 | 1.1999 | 2.2 | 3660.9 | 0 | None Reported | Water Injection | 1.1999 | 0.1364 | 0.1 |  |  | 0.1
MO | Northeast Generating Station | 2081 | 14 | Jackson | 1976-05-28 | 1000 | 64 | 39.1231 | -94.5605 | CAIRNOX, CAIROS, CAIRSO2, TRNOX, TRSO2G1 | Combustion turbine | Diesel Oil |  |  | Electric Utility | [16 empty] | 1.2 | 0.94 | 1566 | 1.201 | 0.762 | 1270.1 | 1.1994 | 1.135 | 1892.2 | 1.2 | 0.4 | 621 | 1.202 | 1.9 | 3082.9 | 0 | None Reported | Water Injection | 1.1994 | 0.1364 | 0 |  |  | 0
MO | Northeast Generating Station | 2081 | 15 | Jackson | 1975-05-28 | 1000 | 64 | 39.1231 | -94.5605 | CAIRNOX, CAIROS, CAIRSO2, TRNOX, TRSO2G1 | Combustion turbine | Diesel Oil |  |  | Electric Utility | [16 empty] | 1.1995 | 1.08 | 1800 | 1.2004 | 1.326 | 2209 | 1.2 | 0.907 | 1511.1 |  |  |  | 1.2 | 1.2 | 1952 | 0 | None Reported | Water Injection | 1.1995 | 0.1364 | 0 |  |  | 0
MO | Northeast Generating Station | 2081 | 16 | Jackson | 1975-05-28 | 1000 | 64 | 39.1231 | -94.5605 | CAIRNOX, CAIROS, CAIRSO2, TRNOX, TRSO2G1 | Combustion turbine | Diesel Oil |  |  | Electric Utility | [19 empty] | 1.2004 | 1.342 | 2237 | 1.1993 | 1.022 | 1703 | 1.2017 | 0.5 | 750.9 | 1.2033 | 1.2 | 1977 | 0 | None Reported | Water Injection | 1.1993 | 0.1364 | 0.1 |  |  | 0.1
MO | Northeast Generating Station | 2081 | 17 | Jackson | 1977-05-31 | 1000 | 64 | 39.1231 | -94.5605 | CAIRNOX, CAIROS, CAIRSO2, TRNOX, TRSO2G1 | Combustion turbine | Diesel Oil |  |  | Electric Utility | [16 empty] | 1.2 | 1.912 | 3185.8 | 1.1994 | 1.506 | 2510.8 | 1.2 | 1.102 | 1837 | 1.2002 | 1.1 | 1815 | 1.2 | 1.3 | 2191 | 0 | None Reported | Water Injection | 1.1994 | 0.1364 | 0.1 |  |  | 0.1
MO | Northeast Generating Station | 2081 | 18 | Jackson | 1977-05-31 | 1000 | 64 | 39.1231 | -94.5605 | CAIRNOX, CAIROS, CAIRSO2, TRNOX, TRSO2G1 | Combustion turbine | Diesel Oil |  |  | Electric Utility | [16 empty] | 1.2 | 1.558 | 2595.9 | 1.2 | 1.737 | 2894.9 | 1.2 | 1.042 | 1737.1 | 1.2 | 1 | 1728.1 | 1.2 | 0.8 | 1309.9 | 0 | None Reported | Water Injection | 1.2 | 0.1364 | 0.1 |  |  | 0.1
MO | Peno Creek Energy Center | 7964 | CT1A | Pike | 2002-04-27 | 325 | 58.9 | 39.3531 | -91.2295 | ARP, CAIRNOX, CAIROS, CAIRSO2, TRNOX, TRSO2G1 | Combustion turbine | Pipeline Natural Gas | Diesel Oil | Water Injection | Electric Utility |  | 0.0898 | 2.501 | 57139.901 | 0.0905 | 1.423 | 33427.751 | 0.08 | 7.577 | 192895.043 | 0.0824 | 4.565 | 111187.088 | 0.0921 | 7.264 | 170835.347 | 0.0949 | 4.294 | 98858.316 | 0.1014 | 3.104 | 67587.427 | 0.1062 | 5.703 | 119359.118 | 0.0983 | 5.4 | 118308.7 | 0.0928 | 4.7 | 108968.3 | 9.9 | Water Injection | Low Ozone Season Rate | 0.08 | 0.08 | 4.4 |  |  | 4.4
MO | Peno Creek Energy Center | 7964 | CT1B | Pike | 2002-05-11 | 325 | 58.9 | 39.3531 | -91.2295 | ARP, CAIRNOX, CAIROS, CAIRSO2, TRNOX, TRSO2G1 | Combustion turbine | Pipeline Natural Gas | Diesel Oil | Water Injection | Electric Utility |  | 0.0883 | 2.23 | 51184.385 | 0.0868 | 1.28 | 30510.129 | 0.0945 | 8.261 | 179442.703 | 0.0913 | 4.432 | 100366.102 | 0.0878 | 6.859 | 163882.806 | 0.0858 | 3.975 | 95076.144 | 0.0961 | 2.95 | 66548.439 | 0.0975 | 5.657 | 121905.036 | 0.1068 | 5.8 | 122262.9 | 0.1051 | 5.4 | 114165.2 | 10.2 | Water Injection | Low Ozone Season Rate | 0.0858 | 0.0858 | 4.7 |  |  | 4.7
MO | Peno Creek Energy Center | 7964 | CT2A | Pike | 2002-05-08 | 325 | 60 | 39.3531 | -91.2295 | ARP, CAIRNOX, CAIROS, CAIRSO2, TRNOX, TRSO2G1 | Combustion turbine | Pipeline Natural Gas | Diesel Oil | Water Injection | Electric Utility |  | 0.0858 | 2.39 | 57593.458 | 0.0837 | 1.192 | 30104.779 | 0.0841 | 7.569 | 191764.137 | 0.0835 | 4.507 | 112821.446 | 0.0842 | 6.588 | 160578.409 | 0.1128 | 0.191 | 3882.295 | 0.0926 | 2.863 | 64668.146 | 0.1016 | 4.739 | 101109.056 | 0.0923 | 5.7 | 132189 | 0.0993 | 4.7 | 104351.2 | 11.1 | Water Injection | Low Ozone Season Rate | 0.0835 | 0.0835 | 5.1 |  |  | 5.1
MO | Peno Creek Energy Center | 7964 | CT2B | Pike | 2002-05-09 | 325 | 60 | 39.3531 | -91.2295 | ARP, CAIRNOX, CAIROS, CAIRSO2, TRNOX, TRSO2G1 | Combustion turbine | Pipeline Natural Gas | Diesel Oil | Water Injection | Electric Utility |  | 0.0851 | 2.284 | 55646.621 | 0.0851 | 1.174 | 29461.312 | 0.0856 | 8.184 | 200904.459 | 0.0891 | 4.776 | 113117.62 | 0.0979 | 6.729 | 149531.493 | 0.0946 | 2.491 | 57477.676 | 0.0817 | 2.556 | 65309.773 | 0.1018 | 1.381 | 30623.93 | 0.0696 | 5.2 | 131611.3 | 0.0634 | 3.7 | 97126.8 | 11 | Water Injection | Low Ozone Season Rate | 0.0634 | 0.0634 | 4.8 |  |  | 4.8
MO | Peno Creek Energy Center | 7964 | CT3A | Pike | 2002-05-10 | 325 | 60 | 39.3531 | -91.2295 | ARP, CAIRNOX, CAIROS, CAIRSO2, TRNOX, TRSO2G1 | Combustion turbine | Pipeline Natural Gas | Diesel Oil | Water Injection | Electric Utility |  | 0.087 | 2.346 | 56639.566 | 0.0841 | 1.11 | 27746.438 | 0.0751 | 7.245 | 192582.619 | 0.0925 | 5.598 | 126764.48 | 0.0985 | 7.391 | 162394.662 | 0.0905 | 2.436 | 56507.368 | 0.0834 | 2.652 | 67228.51 | 0.0777 | 5.013 | 134169.885 | 0.0652 | 4.3 | 115631.4 | 0.064 | 3.9 | 103106.3 | 9.7 | Water Injection | Low Ozone Season Rate | 0.064 | 0.064 | 4.2 |  |  | 4.2
MO | Peno Creek Energy Center | 7964 | CT3B | Pike | 2002-05-10 | 325 | 60 | 39.3531 | -91.2295 | ARP, CAIRNOX, CAIROS, CAIRSO2, TRNOX, TRSO2G1 | Combustion turbine | Pipeline Natural Gas | Diesel Oil | Water Injection | Electric Utility |  | 0.0914 | 2.278 | 52532.025 | 0.0867 | 1.224 | 29510.126 | 0.0886 | 8.125 | 191229.854 | 0.0926 | 5.57 | 126998.513 | 0.0985 | 7.564 | 165360.784 | 0.0925 | 2.251 | 51396.627 | 0.0874 | 2.862 | 68370.474 | 0.0908 | 6.039 | 137919.095 | 0.0963 | 4.9 | 111297.7 | 0.0938 | 4.6 | 107021.8 | 9.3 | Water Injection | Low Ozone Season Rate | 0.0867 | 0.0867 | 4.4 |  |  | 4.4
MO | Peno Creek Energy Center | 7964 | CT4A | Pike | 2002-05-24 | 325 | 60 | 39.3531 | -91.2295 | ARP, CAIRNOX, CAIROS, CAIRSO2, TRNOX, TRSO2G1 | Combustion turbine | Pipeline Natural Gas | Diesel Oil | Water Injection | Electric Utility |  | 0.0875 | 2.437 | 56845.141 | 0.09 | 1.428 | 33902.955 | 0.0906 | 7.956 | 188504.962 | 0.0893 | 5.363 | 125049.188 | 0.0933 | 6.726 | 151988.679 | 0.1241 | 2.579 | 54291.792 | 0.0975 | 3.06 | 65453.417 | 0.089 | 5.889 | 135918.509 | 0.094 | 5.6 | 124326.5 | 0.0997 | 5 | 109329.3 | 10.4 | Water Injection | Low Ozone Season Rate | 0.0875 | 0.0875 | 5.2 |  |  | 5.2
MO | Peno Creek Energy Center | 7964 | CT4B | Pike | 2002-05-24 | 325 | 60 | 39.3531 | -91.2295 | ARP, CAIRNOX, CAIROS, CAIRSO2, TRNOX, TRSO2G1 | Combustion turbine | Pipeline Natural Gas | Diesel Oil | Water Injection | Electric Utility |  | 0.0824 | 2.287 | 56686.156 | 0.0934 | 1.435 | 33454.511 | 0.0808 | 7.639 | 195745.797 | 0.0951 | 5.553 | 122728.819 | 0.0963 | 6.947 | 152338.156 | 0.096 | 2.335 | 52989.445 | 0.0859 | 2.612 | 64135.705 | 0.0858 | 5.6 | 138792.917 | 0.0926 | 5.5 | 126032.2 | 0.0984 | 5 | 113820.1 | 10.6 | Water Injection | Low Ozone Season Rate | 0.0808 | 0.0808 | 4.8 |  |  | 4.8
MO | Ralph Green Station | 2092 | 3 | Cass | 1981-06-01 | 1187 | 74 | 38.7865 | -94.2768 | CAIRNOX, CAIROS, CAIRSO2, TRNOX, TRSO2G1 | Combustion turbine | Pipeline Natural Gas |  | Water Injection | Electric Utility | [16 empty] | 0.4764 | 5.719 | 19322.473 | 0.298 | 0.617 | 3830.399 | 0.2578 | 1.717 | 12433.851 | 0.2778 | 2.6 | 17782.3 | 0.2556 | 0.5 | 3833.5 | 0.4 | Water Injection | Low Ozone Season Rate | 0.2556 | 0.2556 | 2.4 |  |  | 2.4
MO | Rush Island | 6155 | 1 | Jefferson | 1976-02-01 | 5922 | 1220.5 | 38.1306 | -90.2625 | ARP | Tangentially-fired | Coal |  | Low NOx Burner Technology w/ Closed-coupled/Separated OFA | Electric Utility | Electric Services | 0.1023 | 813.084 | 16300000 | 0.0923 | 825.307 | 18100000 | 0.0914 | 885.013 | 19300000 | 0.0931 | 864.227 | 18700000 | 0.0901 | 672.23 | 15300000 | 0.0924 | 813.638 | 17600000 | 0.0856 | 775.666 | 17900000 | 0.0866 | 811.639 | 18700000 | 0.0913 | 640.8 | 13900000 | 0.0817 | 706.7 | 17200000 | 64.1 |  | New SCR | 0.0817 | 0.06 | 421.1 |  |  | 421.1
MO | Rush Island | 6155 | 2 | Jefferson | 1977-02-01 | 5922 | 1220.5 | 38.1306 | -90.2625 | ARP | Tangentially-fired | Coal |  | Low NOx Burner Technology w/ Closed-coupled/Separated OFA | Electric Utility | Electric Services | 0.1044 | 915.636 | 17800000 | 0.1038 | 748.041 | 15100000 | 0.0962 | 907.14 | 18800000 | 0.0984 | 818.152 | 17500000 | 0.0887 | 721.579 | 16200000 | 0.0954 | 810.179 | 17000000 | 0.0922 | 838.02 | 18000000 | 0.0886 | 907.755 | 20500000 | 0.0801 | 786.1 | 19600000 | 0.0823 | 548.2 | 13600000 | 90.2 |  | New SCR | 0.0801 | 0.06 | 588.9 |  |  | 588.9
MO | Sibley | 2094 | 1 | Jackson | 1960-01-01 | 1330.6 | 55 | 39.1778 | -94.1861 | ARP | Cyclone boiler | Coal |  | Overfire Air | Electric Utility | Electric Services | 0.6992 | 630.471 | 1795914.403 | 0.6051 | 571.842 | 1868159.871 | 0.6243 | 538.783 | 1714851.388 | 0.5338 | 443.372 | 1642406.046 | 0.7381 | 541.54 | 1456387.182 | 0.5338 | 431.861 | 1616087.749 | 0.4446 | 301.911 | 1439535.29 | 0.4421 | 341.41 | 1532448 | 0.4298 | 284.9 | 1315617.3 | 10.4918 | 243.3 | 1043624.5 | 26.9 | SNCR | Existing SNCR | 0.4298 | 0.4298 | 284.9 |  |  | 284.9
MO | Sibley | 2094 | 2 | Jackson | 1962-04-01 | 1042 | 50 | 39.1778 | -94.1861 | ARP | Cyclone boiler | Coal |  | Overfire Air | Electric Utility | Electric Services | 0.7003 | 630.999 | 1795347.127 | 0.6072 | 578.178 | 1885293.182 | 0.6296 | 517.196 | 1632020.377 | 0.53 | 435.643 | 1628565.069 | 0.6748 | 592.618 | 1743110.262 | 0.5341 | 428.71 | 1600799.874 | 0.4307 | 297.62 | 1426215.336 | 0.4358 | 322.644 | 1448538.202 | 0.4285 | 275.6 | 1276370.2 | 1.5562 | 223 | 1057333.3 | 33.4 | SNCR | Existing SNCR | 0.4285 | 0.4285 | 275.6 |  |  | 275.6
MO | Sibley | 2094 | 3 | Jackson | 1969-07-01 | 4934.7 | 419 | 39.1778 | -94.1861 | ARP | Cyclone boiler | Coal |  | Overfire Air | Electric Utility | Electric Services | 0.6679 | 3601.6 | 10800000 | 0.5884 | 2702.255 | 9143989.936 | 0.5848 | 2658.587 | 9043194.638 | 0.5852 | 2887.15 | 9758938.929 | 0.5869 | 3374.167 | 11400000 | 0.5918 | 2623.185 | 8820171.303 | 0.1135 | 474.385 | 8685498.624 | 0.0787 | 412.359 | 11000000 | 0.136 | 380.8 | 6226197 | 0.172 | 692.4 | 8452622.2 | 34.4 | SCR | Existing SCR | 0.0787 | 0.0787 | 220.3 |  |  | 220.3
MO | Sikeston | 6768 | 1 | Scott | 1981-09-01 | 2856 | 261 | 36.8791 | -89.6209 | ARP | Dry bottom wall-fired boiler | Coal | Other Oil | Low NOx Burner Technology (Dry Bottom only) | Electric Utility | Electric Services | 0.2188 | 978.908 | 9008960.85 | 0.2238 | 1012.902 | 9179554.475 | 0.2184 | 1162.216 | 10600000 | 0.2095 | 1088.584 | 10300000 | 0.2456 | 1164.523 | 9444352.71 | 0.2077 | 953.034 | 9150522.878 | 0.2135 | 885.723 | 8271432.259 | 0.2096 | 878.145 | 8310693.703 | 0.2167 | 957 | 8768011.3 | 0.226 | 917 | 8006913.7 | 83.6 | SNCR | New SCR | 0.2077 | 0.10385 | 458.6 |  |  | 458.6
MO | Sioux | 2107 | 1 | Saint Charles | 1967-03-01 | 4920 | 549.7 | 38.9158 | -90.2917 | ARP | Cyclone boiler | Coal |  | Overfire Air | Electric Utility | Electric Services | 0.451 | 2437.426 | 11100000 | 0.324 | 2372.898 | 14700000 | 0.2544 | 1831.475 | 14600000 | 0.2447 | 1677.652 | 14100000 | 0.1456 | 958.793 | 13400000 | 0.2238 | 1325.349 | 11900000 | 0.2324 | 1259.67 | 10900000 | 0.2756 | 1823.994 | 13300000 | 0.3018 | 1910.3 | 13000000 | 0.2568 | 1426.7 | 11100000 | 72 |  | New SCR | 0.1456 | 0.06 | 379.8 |  |  | 379.8
MO | Sioux | 2107 | 2 | Saint Charles | 1968-03-01 | 4920 | 549.7 | 38.9158 | -90.2917 | ARP | Cyclone boiler | Coal |  | Overfire Air | Electric Utility | Electric Services | 0.4216 | 2771.092 | 13500000 | 0.3179 | 1799.606 | 11500000 | 0.2703 | 1969.796 | 14700000 | 0.2451 | 1343.409 | 11400000 | 0.1325 | 862.626 | 13000000 | 0.2238 | 1312.928 | 12000000 | 0.2202 | 1233.394 | 11300000 | 0.2401 | 1285.437 | 10800000 | 0.2566 | 1667.8 | 13100000 | 0.2434 | 1104.5 | 9234201.5 | 72.4 |  | New SCR | 0.1325 | 0.06 | 390 |  |  | 390
MO | South Harper Peaking Facility | 56151 | 1 | Cass | 2005-07-11 | 1581 | 117 | 38.6803 | -94.4824 | ARP, CAIRNOX, CAIROS, CAIRSO2, TRNOX, TRSO2G1 | Combustion turbine | Pipeline Natural Gas |  |  | Electric Utility | [7 empty] | 0.0616 | 2.365 | 97328.311 | 0.0609 | 8.066 | 341530.467 | 0.0617 | 11.818 | 484873.863 | 0.0617 | 3.953 | 171614.779 | 0.0644 | 2.086 | 80692.46 | 0.0588 | 3.838 | 168164.608 | 0.0612 | 6.5 | 259310.6 | 0.0644 | 17.2 | 670850.6 | 4.5 |  | Low Ozone Season Rate | 0.0588 | 0.0588 | 6.2 |  |  | 6.2
MO | South Harper Peaking Facility | 56151 | 2 | Cass | 2005-06-24 | 1581 | 117 | 38.6803 | -94.4824 | ARP, CAIRNOX, CAIROS, CAIRSO2, TRNOX, TRSO2G1 | Combustion turbine | Pipeline Natural Gas |  |  | Electric Utility | [7 empty] | 0.0676 | 3.696 | 137901.185 | 0.0642 | 11.369 | 468363.373 | 0.0621 | 16.05 | 657458.424 | 0.0651 | 6.696 | 271512.518 | 0.0619 | 3.08 | 123037.154 | 0.0608 | 7.755 | 313719.266 | 0.0584 | 7.8 | 329700.7 | 0.0624 | 17.2 | 701512.8 | 5.7 |  | Low Ozone Season Rate | 0.0584 | 0.0584 | 7.8 |  |  | 7.8
MO | South Harper Peaking Facility | 56151 | 3 | Cass | 2005-06-20 | 1581 | 117 | 38.6803 | -94.4824 | ARP, CAIRNOX, CAIROS, CAIRSO2, TRNOX, TRSO2G1 | Combustion turbine | Pipeline Natural Gas |  |  | Electric Utility | [7 empty] | 0.0611 | 2.126 | 95336.468 | 0.0558 | 12.922 | 571009.442 | 0.0629 | 19.804 | 781261.13 | 0.0687 | 9.867 | 374548.979 | 0.0657 | 4.619 | 168130.834 | 0.0609 | 5.56 | 226625.255 | 0.0652 | 8.7 | 332451.8 | 0.0689 | 16 | 585908.5 | 5.7 |  | Low Ozone Season Rate | 0.0558 | 0.0558 | 7.4 |  |  | 7.4
MO | St. Francis Power Plant | 7604 | 1 | Dunklin | 1999-07-24 | 1755.6 | 289 | 36.5852 | -90.1779 | ARP, CAIRNOX, CAIROS, CAIRSO2, TRNOX, TRSO2G1 | Combined cycle | Pipeline Natural Gas |  | Dry Low NOx Burners<br>Selective Catalytic Reduction | Electric Utility |  | 0.026 | 6.619 | 769346.463 | 0.0254 | 11.477 | 1326982.005 | 0.0354 | 18.574 | 1951006.204 | 0.0332 | 16.244 | 1759723.204 | 0.0357 | 16.929 | 1773376.428 | 0.0363 | 9.687 | 946010.646 | 0.0317 | 11.286 | 1225082.386 | 0.0333 | 15.947 | 1679713.408 | 0.0279 | 16.4 | 1900901.9 | 0.0277 | 20.8 | 2479724.7 | 29.5 | Dry Low NOx Burners<br>Selective Catalytic Reduction | Existing SCR | 0.0254 | 0.0254 | 15 |  |  | 15
MO | St. Francis Power Plant | 7604 | 2 | Dunklin | 2001-02-01 | 2053.7 | 289 | 36.5852 | -90.1779 | ARP, CAIRNOX, CAIROS, CAIRSO2, TRNOX, TRSO2G1 | Combined cycle | Pipeline Natural Gas |  | Dry Low NOx Burners<br>Selective Catalytic Reduction | Electric Utility |  | 0.0396 | 8.875 | 927327.853 | 0.0405 | 14 | 1350139.081 | 0.0367 | 17.865 | 1905835.529 | 0.0392 | 14.995 | 1607856.757 | 0.0422 | 14.973 | 1482394.67 | 0.0412 | 8.636 | 776985.318 | 0.0389 | 11.887 | 1214361.954 | 0.0339 | 14.816 | 1715556.846 | 0.0293 | 13.7 | 1812805.2 | 0.0281 | 15.1 | 2073598.8 | 24 | Dry Low NOx Burners<br>Selective Catalytic Reduction | Existing SCR | 0.0281 | 0.0281 | 13.2 |  |  | 13.2
MO | State Line (MO) | 7296 | 1 | Jasper | 2000-01-01 | 1350 | 123 | 37.0659 | -94.614 | ARP, CAIRNOX, CAIROS, CAIRSO2, TRNOX, TRSO2G1 | Combustion turbine | Pipeline Natural Gas | Diesel Oil | Dry Low NOx Burners<br>Water Injection | Electric Utility |  | 0.0758 | 8.306 | 223693.205 | 0.0728 | 2.92 | 82719.868 | 0.0794 | 5.552 | 135785.852 | 0.0822 | 2.933 | 69577.833 | 0.0694 | 2.341 | 59934.814 | 0.0803 | 0.634 | 18389.623 | 0.0918 | 0.176 | 5161.714 | 0.0766 | 4.281 | 127501.921 | 0.0831 | 5.1 | 136475.6 | 0.0851 | 4.2 | 108625.7 | 2.8 | Dry Low NOx Burners<br>Water Injection | Low Ozone Season Rate | 0.0694 | 0.0694 | 4.3 |  |  | 4.3
MO | State Line (MO) | 7296 | 2013-02-01 | Jasper | 2000-09-01 | 2045 | 181 | 37.0659 | -94.614 | ARP, CAIRNOX, CAIROS, CAIRSO2, TRNOX, TRSO2G1 | Combined cycle | Pipeline Natural Gas |  | Selective Catalytic Reduction | Electric Utility |  | 0.0148 | 14.748 | 2103623.672 | 0.0178 | 14.416 | 1831285.567 | 0.0129 | 24.882 | 3934368.631 | 0.0125 | 27.135 | 4360609.525 | 0.013 | 22.343 | 3495651.686 | 0.0153 | 19.461 | 2774972.002 | 0.0178 | 4.246 | 558301.973 | 0.0136 | 28.339 | 4305694.421 | 0.0153 | 27.8 | 3794717.7 | 0.016 | 31.4 | 4329161.4 | 50.5 | Selective Catalytic Reduction | Existing SCR | 0.0125 | 0.0125 | 22.7 |  |  | 22.7
MO | State Line (MO) | 7296 | 2013-02-02 | Jasper | 2000-01-01 | 2045 | 180 | 37.0659 | -94.614 | ARP, CAIRNOX, CAIROS, CAIRSO2, TRNOX, TRSO2G1 | Combined cycle | Pipeline Natural Gas |  | Selective Catalytic Reduction | Electric Utility |  | 0.0154 | 15.211 | 2152455.589 | 0.0161 | 22.831 | 3101649.391 | 0.0138 | 29.297 | 4345602.25 | 0.0133 | 21.975 | 3381383.546 | 0.0136 | 27.308 | 4139053.263 | 0.0152 | 20.898 | 2974417.047 | 0.0158 | 18.234 | 2514040.069 | 0.0136 | 20.622 | 3092766.493 | 0.0146 | 24.9 | 3481458.9 | 0.0149 | 33 | 4672350.7 | 46.4 | Selective Catalytic Reduction | Existing SCR | 0.0133 | 0.0133 | 22.7 |  |  | 22.7
MO | Thomas Hill Energy Center | 2168 | MB1 | Randolph | 1966-11-30 | 2190 | 171.7 | 39.5531 | -92.6392 | ARP | Cyclone boiler | Coal | Diesel Oil |  | Electric Utility | Electric Services | 0.9305 | 3009.135 | 6375851.883 | 0.5331 | 1412.555 | 5272353.439 | 0.513 | 1395.41 | 5393014.403 | 0.5021 | 1596.489 | 6335243.024 | 0.5516 | 1389.075 | 5014245.822 | 0.5379 | 1605.148 | 5943787.834 | 0.0765 | 172.417 | 5111541.933 | 0.0958 | 326.33 | 7009140.862 | 0.133 | 404.2 | 6783289.5 | 0.5105 | 1794.5 | 7007081.8 | 84.4 | SCR | Existing SCR | 0.0765 | 0.0765 | 232.5 |  |  | 232.5
MO | Thomas Hill Energy Center | 2168 | MB2 | Randolph | 1969-03-01 | 3579 | 272 | 39.5531 | -92.6392 | ARP | Cyclone boiler | Coal | Diesel Oil | Overfire Air | Electric Utility | Electric Services | 0.4913 | 2218.599 | 9021333.693 | 0.4879 | 2397.196 | 9737244.69 | 0.5391 | 1837.402 | 6710011.306 | 0.5321 | 2583.415 | 9662876.415 | 0.6232 | 2856.684 | 9042361.059 | 0.5165 | 1606.176 | 5976035.584 | 0.0656 | 286.436 | 9316955.322 | 0.5159 | 2684.507 | 10400000 | 0.4198 | 1955.1 | 9197340.3 | 0.6843 | 3235.8 | 9394092.3 | 70 | SCR | Existing SCR | 0.0656 | 0.0656 | 305.5 |  |  | 305.5
MO | Thomas Hill Energy Center | 2168 | MB3 | Randolph | 1982-06-01 | 8182 | 738 | 39.5531 | -92.6392 | ARP | Dry bottom wall-fired boiler | Coal | Diesel Oil | Low NOx Burner Technology (Dry Bottom only)<br>Overfire Air | Electric Utility | Electric Services | 0.2484 | 2768.247 | 21900000 | 0.2367 | 2622.651 | 21600000 | 0.2369 | 2790.862 | 23200000 | 0.208 | 2252.98 | 21200000 | 0.1889 | 1909.165 | 19900000 | 0.173 | 1618.666 | 18400000 | 0.0536 | 450.968 | 18300000 | 0.0961 | 970.438 | 20400000 | 0.1049 | 1172.7 | 22500000 | 0.1567 | 1499.4 | 18500000 | 75 | SCR | Existing SCR | 0.0536 | 0.0536 | 599.2 |  |  | 599.2
MO | Viaduct | 2096 | CT01 | Cape Girardeau | 1967-11-01 | 542 | 30.6 | 37.2572 | -89.5643 | CAIRNOX, CAIROS, CAIRSO2 | Combustion turbine | Pipeline Natural Gas |  |  | Electric Utility | [19 empty] | 0.7 | 0.319 | 910.6 | 0.7 | 0.713 | 2038 | [6 empty] | 0 | None Reported | Water Injection | 0.7 | 0.42 | 0 |  |  | 0
MS | Attala Generating Plant | 55220 | A01 | Attala | 2001-03-22 | 1757 | 176.6 | 33.0142 | -89.6758 | ARP, CAIRNOX, CAIROS, CAIRSO2, TRNOXOS | Combined cycle | Pipeline Natural Gas |  | Dry Low NOx Burners<br>Selective Catalytic Reduction | Electric Utility |  | 0.032 | 6.238 | 689283.325 | 0.0176 | 7.166 | 1190544.111 | 0.0099 | 18.181 | 3933426.162 | 0.0083 | 14.248 | 3791469.087 | 0.0124 | 16.831 | 3507838.258 | 0.0128 | 11.992 | 2383240.95 | 0.0074 | 7.683 | 2591181.926 | 0.0076 | 7.211 | 2191549.798 | 0.0096 | 11.9 | 2998751.4 | 0.0107 | 17 | 3610567.7 | 46.5 | Dry Low NOx Burners<br>Selective Catalytic Reduction | Existing SCR | 0.0074 | 0.0074 | 9.2 |  |  | 9.2
MS | Attala Generating Plant | 55220 | A02 | Attala | 2001-03-29 | 1757 | 176.6 | 33.0142 | -89.6758 | ARP, CAIRNOX, CAIROS, CAIRSO2, TRNOXOS | Combined cycle | Pipeline Natural Gas |  | Dry Low NOx Burners<br>Selective Catalytic Reduction | Electric Utility |  | 0.0224 | 6.306 | 875346.35 | 0.032 | 9.585 | 1218061.973 | 0.0105 | 19.294 | 4016620.5 | 0.0046 | 8.33 | 4011442.265 | 0.0095 | 14.962 | 3693706.67 | 0.0105 | 14.126 | 3223619.116 | 0.0083 | 7.007 | 2306250.411 | 0.0073 | 10.911 | 3304470.582 | 0.0089 | 12.3 | 3282104.2 | 0.0111 | 16.1 | 3620533.2 | 50.9 | Dry Low NOx Burners<br>Selective Catalytic Reduction | Existing SCR | 0.0046 | 0.0046 | 6.4 |  |  | 6.4
MS | Batesville Generation Facility | 55063 | 1 | Panola | 2000-02-20 | 2300 | 184.5 | 34.3345 | -89.9272 | ARP, CAIRNOX, CAIROS, CAIRSO2, TRNOXOS | Combined cycle | Pipeline Natural Gas |  | Selective Catalytic Reduction | Electric Utility |  | 0.0342 | 24.534 | 1645824.1 | 0.0433 | 32.761 | 1833975.55 | 0.0369 | 37.681 | 2383831.15 | 0.0289 | 37.964 | 2861572.709 | 0.0295 | 60.614 | 4387859.532 | 0.0275 | 28.158 | 2159370.606 | 0.0387 | 54.084 | 3480948.433 | 0.0429 | 46.853 | 2788585.19 | 0.039 | 9.5 | 606821.2 | 0.0295 | 68.3 | 5076816.1 | 7.2 | Selective Catalytic Reduction | Existing SCR | 0.0275 | 0.0275 | 6.7 |  |  | 6.7
MS | Batesville Generation Facility | 55063 | 2 | Panola | 2000-03-29 | 2300 | 184.5 | 34.3345 | -89.9272 | ARP, CAIRNOX, CAIROS, CAIRSO2, TRNOXOS | Combined cycle | Pipeline Natural Gas |  | Selective Catalytic Reduction | Electric Utility |  | 0.0331 | 38.426 | 2566366.85 | 0.0312 | 41.824 | 2921573.35 | 0.0371 | 37.069 | 2361540.525 | 0.0302 | 43.855 | 3277942.096 | 0.0273 | 30.268 | 2256206.786 | 0.0307 | 31.06 | 2233614.587 | 0.0528 | 70.055 | 3582600.185 | 0.0406 | 48.61 | 3117089.807 | 0.0367 | 59.4 | 4103804.4 | 0.0352 | 36.1 | 2563654.2 | 48.6 | Selective Catalytic Reduction | Existing SCR | 0.0273 | 0.0273 | 44.2 |  |  | 44.2
MS | Batesville Generation Facility | 55063 | 3 | Panola | 2000-04-28 | 2500 | 184.5 | 34.3345 | -89.9272 | ARP, CAIRNOX, CAIROS, CAIRSO2, TRNOXOS | Combined cycle | Pipeline Natural Gas |  | Selective Catalytic Reduction | Electric Utility |  | 0.03 | 33.794 | 2420035.925 | 0.0278 | 39.813 | 2916203.1 | 0.0295 | 64.421 | 4425346.15 | 0.0288 | 63.509 | 4563029.229 | 0.0241 | 28.191 | 2470944.529 | 0.0273 | 55.357 | 4122791.294 | 0.0696 | 31.001 | 1257002.005 | 0.0326 | 73.923 | 5005228.939 | 0.0354 | 56 | 3784959 | 0.0285 | 70.8 | 5101594.9 | 41.2 | Selective Catalytic Reduction | Existing SCR | 0.0241 | 0.0241 | 38.1 |  |  | 38.1
MS | Baxter Wilson | 2050 | 1 | Warren | 1966-10-01 | 5325 | 544.6 | 32.2831 | -90.9306 | ARP | Tangentially-fired | Pipeline Natural Gas | Residual Oil |  | Electric Utility | Electric Services | 0.2449 | 156.301 | 1216138.525 | 0.2663 | 420.603 | 2868739.4 | 0.2838 | 771.68 | 5192053.232 | 0.2507 | 926.375 | 7122556.457 | 0.1607 | 759.449 | 9303267.399 | 0.2321 | 756.142 | 6216884.492 | 0.3001 | 1417.89 | 9217122.887 | 0.2641 | 1511.192 | 11200000 | 0.2609 | 1037.7 | 7812427.8 | 0.2461 | 832.5 | 6581921.4 | 40 |  | New SCR | 0.1607 | 0.06 | 238.6 |  |  | 238.6
MS | Baxter Wilson | 2050 | 2 | Warren | 1971-09-01 | 7224 | 783 | 32.2831 | -90.9306 | ARP | Dry bottom wall-fired boiler | Residual Oil | Pipeline Natural Gas | Combustion Modification/Fuel Reburning | Electric Utility | Electric Services | 0.3976 | 374.411 | 1782634.3 | 0.4148 | 960.991 | 3994754.7 | 0.7986 | 3446.16 | 7917518.999 | 0.398 | 718.81 | 3196556.758 | 0.4126 | 1767.828 | 7580139.96 | 0.3974 | 1854.511 | 8575013.119 | 0.3937 | 1674.33 | 7809571.42 | 0.3397 | 1268.958 | 6651216.126 | 0.3129 | 1303.1 | 7860665.8 | 0.2894 | 1242.8 | 8384567.6 | 29.6 |  | New SCR | 0.2894 | 0.06 | 249.9 |  |  | 249.9
MS | BTEC New Albany LLC | 13213 | AA-001 | Union | 1999-06-19 | 710 |  | 34.5411 | -88.9422 | ARP, CAIRNOX, CAIROS | Combustion turbine | Pipeline Natural Gas |  | Dry Low NOx Burners | Electric Utility | [31 empty] | 0 | Dry Low NOx Burners | Low Ozone Season Rate | 0 | 0 | 0 |  |  | 0
MS | BTEC New Albany LLC | 13213 | AA-002 | Union | 1999-06-19 | 710 |  | 34.5411 | -88.9422 | ARP, CAIRNOX, CAIROS | Combustion turbine | Pipeline Natural Gas |  | Dry Low NOx Burners | Electric Utility | [31 empty] | 0 | Dry Low NOx Burners | Low Ozone Season Rate | 0 | 0 | 0 |  |  | 0
MS | BTEC New Albany LLC | 13213 | AA-003 | Union | 1999-06-19 | 710 |  | 34.5411 | -88.9422 | ARP, CAIRNOX, CAIROS | Combustion turbine | Pipeline Natural Gas |  | Dry Low NOx Burners | Electric Utility | [31 empty] | 0 | Dry Low NOx Burners | Low Ozone Season Rate | 0 | 0 | 0 |  |  | 0
MS | BTEC New Albany LLC | 13213 | AA-004 | Union | 1999-06-19 | 710 |  | 34.5411 | -88.9422 | ARP, CAIRNOX, CAIROS | Combustion turbine | Pipeline Natural Gas |  | Dry Low NOx Burners | Electric Utility | [31 empty] | 0 | Dry Low NOx Burners | Low Ozone Season Rate | 0 | 0 | 0 |  |  | 0
MS | BTEC New Albany LLC | 13213 | AA-005 | Union | 1999-06-19 | 710 |  | 34.5411 | -88.9422 | ARP, CAIRNOX, CAIROS | Combustion turbine | Pipeline Natural Gas |  | Dry Low NOx Burners | Electric Utility | [31 empty] | 0 | Dry Low NOx Burners | Low Ozone Season Rate | 0 | 0 | 0 |  |  | 0
MS | BTEC New Albany LLC | 13213 | AA-006 | Union | 1999-06-19 | 710 |  | 34.5411 | -88.9422 | ARP, CAIRNOX, CAIROS | Combustion turbine | Pipeline Natural Gas |  | Dry Low NOx Burners | Electric Utility | [31 empty] | 0 | Dry Low NOx Burners | Low Ozone Season Rate | 0 | 0 | 0 |  |  | 0
MS | BTEC Southaven, LLC | 55219 | S01 | DeSoto | 2002-02-14 | 1120 | 86 | 34.98 | -90.0406 | ARP, CAIRNOX, CAIROS | Combustion turbine | Pipeline Natural Gas |  | Dry Low NOx Burners | Electric Utility |  | 0.0913 | 0.03 | 1954.26 | [27 empty] | 0 | Dry Low NOx Burners | Low Ozone Season Rate | 0.0913 | 0.0913 | 0 |  |  | 0
MS | BTEC Southaven, LLC | 55219 | S02 | DeSoto | 2002-02-16 | 1120 | 86 | 34.98 | -90.0406 | ARP, CAIRNOX, CAIROS | Combustion turbine | Pipeline Natural Gas |  | Dry Low NOx Burners | Electric Utility |  | 0.0405 | 0.082 | 5980.108 | [27 empty] | 0 | Dry Low NOx Burners | Low Ozone Season Rate | 0.0405 | 0.0405 | 0 |  |  | 0
MS | BTEC Southaven, LLC | 55219 | S03 | DeSoto | 2002-02-21 | 1120 | 86 | 34.98 | -90.0406 | ARP, CAIRNOX, CAIROS | Combustion turbine | Pipeline Natural Gas |  | Dry Low NOx Burners | Electric Utility |  | 0.0444 | 0.097 | 6071.06 | [27 empty] | 0 | Dry Low NOx Burners | Low Ozone Season Rate | 0.0444 | 0.0444 | 0 |  |  | 0
MS | BTEC Southaven, LLC | 55219 | S04 | DeSoto | 2002-02-28 | 1120 | 86 | 34.98 | -90.0406 | ARP, CAIRNOX, CAIROS | Combustion turbine | Pipeline Natural Gas |  | Dry Low NOx Burners | Electric Utility |  | 0.0583 | 0.105 | 5033.871 | [27 empty] | 0 | Dry Low NOx Burners | Low Ozone Season Rate | 0.0583 | 0.0583 | 0 |  |  | 0
MS | BTEC Southaven, LLC | 55219 | S05 | DeSoto | 2002-03-25 | 1120 | 86 | 34.98 | -90.0406 | ARP | Combustion turbine | Pipeline Natural Gas |  | Dry Low NOx Burners | Electric Utility |  | 0.257 | 0.002 | 12.99 | [27 empty] | 0 | Dry Low NOx Burners | Low Ozone Season Rate | 0.257 | 0.257 | 0 |  |  | 0
MS | BTEC Southaven, LLC | 55219 | S06 | DeSoto | 2002-04-01 | 1120 | 86 | 34.98 | -90.0406 | ARP | Combustion turbine | Pipeline Natural Gas |  | Dry Low NOx Burners | Electric Utility |  | 0.0343 | 0.069 | 5225.6 | [27 empty] | 0 | Dry Low NOx Burners | Low Ozone Season Rate | 0.0343 | 0.0343 | 0 |  |  | 0
MS | BTEC Southaven, LLC | 55219 | S07 | DeSoto | 2002-04-08 | 1120 | 86 | 34.98 | -90.0406 | ARP | Combustion turbine | Pipeline Natural Gas |  | Dry Low NOx Burners | Electric Utility |  | 0.0594 | 0.079 | 4328.575 | [27 empty] | 0 | Dry Low NOx Burners | Low Ozone Season Rate | 0.0594 | 0.0594 | 0 |  |  | 0
MS | BTEC Southaven, LLC | 55219 | S08 | DeSoto | 2002-04-15 | 1120 | 86 | 34.98 | -90.0406 | ARP | Combustion turbine | Pipeline Natural Gas |  | Dry Low NOx Burners | Electric Utility |  | 0.0534 | 0.07 | 4823.673 | [27 empty] | 0 | Dry Low NOx Burners | Low Ozone Season Rate | 0.0534 | 0.0534 | 0 |  |  | 0
MS | Caledonia | 55197 | AA-001 | Lowndes | 2003-03-19 | 2002 | 161 | 33.6464 | -88.2717 | ARP, CAIRNOX, CAIROS, CAIRSO2, TRNOXOS | Combined cycle | Pipeline Natural Gas |  | Dry Low NOx Burners<br>Selective Catalytic Reduction | Electric Utility |  | 0.0449 | 6.627 | 528477.175 | 0.0327 | 21.479 | 2256863.825 | 0.0383 | 23.557 | 2303047.3 | 0.038 | 16.851 | 1697507.525 | 0.0285 | 22.827 | 2703696.867 | 0.0329 | 19.795 | 2259333.706 | 0.0217 | 25.251 | 3594925.524 | 0.0157 | 25.092 | 4200498.867 | 0.016 | 23.1 | 4013195.7 | 0.0132 | 25.5 | 4781961.5 | 54.6 | Dry Low NOx Burners<br>Selective Catalytic Reduction | Existing SCR | 0.0132 | 0.0132 | 19 |  |  | 19
MS | Caledonia | 55197 | AA-002 | Lowndes | 2003-04-09 | 2000 | 161 | 33.6464 | -88.2717 | ARP, CAIRNOX, CAIROS, CAIRSO2, TRNOXOS | Combined cycle | Pipeline Natural Gas |  | Dry Low NOx Burners<br>Selective Catalytic Reduction | Electric Utility |  | 0.0476 | 7.623 | 570401.1 | 0.0389 | 22.071 | 2013297.2 | 0.0366 | 21.475 | 2192525.175 | 0.0355 | 20.667 | 2025222.525 | 0.028 | 23.686 | 2865347.046 | 0.0317 | 20.958 | 2474519.036 | 0.0228 | 27.747 | 3851808.855 | 0.0151 | 23.463 | 4121008.197 | 0.016 | 25 | 4090234.5 | 0.0166 | 26.7 | 4264085.3 | 55.7 | Dry Low NOx Burners<br>Selective Catalytic Reduction | Existing SCR | 0.0151 | 0.0151 | 23.6 |  |  | 23.6
MS | Caledonia | 55197 | AA-003 | Lowndes | 2003-04-18 | 2108 | 161 | 33.6464 | -88.2717 | ARP, CAIRNOX, CAIROS, CAIRSO2, TRNOXOS | Combined cycle | Pipeline Natural Gas |  | Dry Low NOx Burners<br>Selective Catalytic Reduction | Electric Utility |  | 0.0474 | 8.578 | 651909.6 | 0.0373 | 19.913 | 1875177.875 | 0.0363 | 24.786 | 2456182.6 | 0.0385 | 17.355 | 1773189.35 | 0.0289 | 23.201 | 2742502.141 | 0.0344 | 22.797 | 2342913.341 | 0.0203 | 25.62 | 3839124.357 | 0.0144 | 24.029 | 4287684.066 | 0.0115 | 22 | 4512426.3 | 0.0149 | 25.5 | 4440528.5 | 58.3 | Dry Low NOx Burners<br>Selective Catalytic Reduction | Existing SCR | 0.0115 | 0.0115 | 22 |  |  | 22
MS | Caledonia Power I, LLC | 55082 | AA-001 | Lowndes | 1999-06-01 | 1150 | 86.5 | 33.6489 | -88.3129 | ARP | Combustion turbine |  |  | Combustion Modification/Fuel Reburning<br>Dry Low NOx Burners | Electric Utility |  | 0.153 | 0.901 | 11774.588 | 0.153 | 1.263 | 16510.837 | 0.153 | 0.688 | 8989.048 | 0.0564 | 0.383 | 16490.772 | [18 empty] | 0 | Combustion Modification/Fuel Reburning<br>Dry Low NOx Burners | Low Ozone Season Rate | 0.0564 | 0.0564 | 0 |  |  | 0
MS | Caledonia Power I, LLC | 55082 | AA-002 | Lowndes | 1999-06-01 | 1150 | 86.5 | 33.6489 | -88.3129 | ARP | Combustion turbine |  |  | Combustion Modification/Fuel Reburning<br>Dry Low NOx Burners | Electric Utility |  | 0.153 | 0.319 | 4171.442 | 0.153 | 1.094 | 14296.073 | 0.153 | 0.674 | 8809.857 | 0.0431 | 0.185 | 9774.548 | [18 empty] | 0 | Combustion Modification/Fuel Reburning<br>Dry Low NOx Burners | Low Ozone Season Rate | 0.0431 | 0.0431 | 0 |  |  | 0
MS | Caledonia Power I, LLC | 55082 | AA-003 | Lowndes | 1999-06-01 | 1150 | 86.5 | 33.6489 | -88.3129 | ARP | Combustion turbine | Pipeline Natural Gas |  | Combustion Modification/Fuel Reburning | Electric Utility |  | 0.0414 | 0.185 | 11759.62 | 0.0741 | 0.56 | 21192.575 | 0.0547 | 0.351 | 17088.438 | 0.0589 | 0.357 | 14245.364 | [18 empty] | 0 | Combustion Modification/Fuel Reburning | Low Ozone Season Rate | 0.0414 | 0.0414 | 0 |  |  | 0
MS | Caledonia Power I, LLC | 55082 | AA-004 | Lowndes | 1999-06-01 | 1150 | 86.5 | 33.6489 | -88.3129 | ARP | Combustion turbine | Pipeline Natural Gas |  | Combustion Modification/Fuel Reburning | Electric Utility |  | 0.0434 | 0.209 | 11611.68 | 0.0658 | 0.318 | 11835.952 | 0.0576 | 0.364 | 16193.734 | 0.0541 | 0.248 | 12049.151 | [18 empty] | 0 | Combustion Modification/Fuel Reburning | Low Ozone Season Rate | 0.0434 | 0.0434 | 0 |  |  | 0
MS | Caledonia Power I, LLC | 55082 | AA-005 | Lowndes | 1999-06-01 | 1150 | 86.5 | 33.6489 | -88.3129 | ARP | Combustion turbine | Pipeline Natural Gas |  | Combustion Modification/Fuel Reburning | Electric Utility |  | 0.0452 | 0.191 | 11785.522 | 0.0476 | 0.186 | 10817.647 |  |  |  | 0.0514 | 0.165 | 8284.843 | [18 empty] | 0 | Combustion Modification/Fuel Reburning | Low Ozone Season Rate | 0.0452 | 0.0452 | 0 |  |  | 0
MS | Caledonia Power I, LLC | 55082 | AA-006 | Lowndes | 1999-06-01 | 1150 | 86.5 | 33.6489 | -88.3129 | ARP | Combustion turbine | Pipeline Natural Gas |  | Combustion Modification/Fuel Reburning | Electric Utility |  | 0.0478 | 0.215 | 11729.75 | 0.0511 | 0.218 | 10457.176 | 0.0637 | 0.115 | 5295.646 | 0.0768 | 0.254 | 10461.125 | [18 empty] | 0 | Combustion Modification/Fuel Reburning | Low Ozone Season Rate | 0.0478 | 0.0478 | 0 |  |  | 0
MS | Choctaw County Gen | 55706 | CTG1 | Choctaw | 2003-06-05 | 2126 | 179 | 33.2881 | -89.4201 | ARP, CAIRNOX, CAIROS, CAIRSO2, TRNOXOS | Combined cycle | Pipeline Natural Gas |  | Dry Low NOx Burners<br>Selective Catalytic Reduction | Electric Utility |  | 0.0719 | 3.838 | 179449.091 | [9 empty] | 0.0759 | 12.388 | 639389.147 | 0.099 | 0.783 | 36566.02 | 0.0601 | 3.094 | 180868.986 | 0.0431 | 8.951 | 762385.295 | [6 empty] | 0 | Dry Low NOx Burners<br>Selective Catalytic Reduction | Existing SCR | 0.0431 | 0.0431 | 0 |  |  | 0
MS | Choctaw County Gen | 55706 | CTG2 | Choctaw | 2003-06-05 | 2126 | 179 | 33.2881 | -89.4201 | ARP, CAIRNOX, CAIROS, CAIRSO2, TRNOXOS | Combined cycle | Pipeline Natural Gas |  | Dry Low NOx Burners<br>Selective Catalytic Reduction | Electric Utility |  | 0.0618 | 3.46 | 192581.301 | [9 empty] | 0.0987 | 10.393 | 389359.408 | 0.0652 | 4.415 | 223297.737 | 0.0614 | 3.458 | 198722.113 | 0.0488 | 15.623 | 1123712.744 | 0.0345 | 19 | 1842462.3 | 0.0219 | 24.5 | 3329888.1 | 23.6 | Dry Low NOx Burners<br>Selective Catalytic Reduction | Existing SCR | 0.0219 | 0.0219 | 12.1 |  |  | 12.1
MS | Choctaw County Gen | 55706 | CTG3 | Choctaw | 2003-06-05 | 2126 | 179 | 33.2881 | -89.4201 | ARP, CAIRNOX, CAIROS, CAIRSO2, TRNOXOS | Combined cycle | Pipeline Natural Gas |  | Dry Low NOx Burners<br>Selective Catalytic Reduction | Electric Utility |  | 0.051 | 2.793 | 178224.503 | [9 empty] | 0.0737 | 7.182 | 430334.706 | 0.0777 | 3.363 | 152231.429 | 0.054 | 2.665 | 171828.646 | 0.0498 | 15.756 | 1109561.249 | 0.0506 | 26.8 | 1782666.7 | 0.0151 | 16.8 | 2818442.4 | 22.8 | Dry Low NOx Burners<br>Selective Catalytic Reduction | Existing SCR | 0.0151 | 0.0151 | 8 |  |  | 8
MS | Crossroads Energy Center (CPU) | 55395 | CT01 | Coahoma | 2002-04-01 | 962.4 | 76.6 | 34.183 | -90.5621 | ARP, CAIRNOX, CAIROS, CAIRSO2, TRNOXOS | Combustion turbine | Pipeline Natural Gas |  | Dry Low NOx Burners | Electric Utility | [7 empty] | 0.1118 | 0.37 | 9523.114 |  |  |  | 0.0418 | 0.992 | 74449.119 | 0.0627 | 0.109 | 9274.62 | 0.0364 | 0.248 | 22805.49 | 0.0475 | 1.219 | 78981.65 | 0.0293 | 2.4 | 222599.1 | 0.1196 | 12.4 | 265586.9 | 6.3 | Dry Low NOx Burners | Low Ozone Season Rate | 0.0293 | 0.0293 | 2.4 |  |  | 2.4
MS | Crossroads Energy Center (CPU) | 55395 | CT02 | Coahoma | 2002-04-01 | 962.4 | 76.6 | 34.183 | -90.5621 | ARP, CAIRNOX, CAIROS, CAIRSO2, TRNOXOS | Combustion turbine | Pipeline Natural Gas |  | Dry Low NOx Burners | Electric Utility | [7 empty] | 0.0548 | 0.973 | 62843.56 |  |  |  | 0.062 | 0.328 | 19184.525 | 0.0721 | 1.113 | 38053.472 | 0.0313 | 0.359 | 37194.724 | 0.0425 | 1.073 | 74869.818 | 0.045 | 3.7 | 218641.3 | 0.153 | 15.1 | 225306.6 | 6.2 | Dry Low NOx Burners | Low Ozone Season Rate | 0.0313 | 0.0313 | 2.6 |  |  | 2.6
MS | Crossroads Energy Center (CPU) | 55395 | CT03 | Coahoma | 2002-04-01 | 962.4 | 76.6 | 34.183 | -90.5621 | ARP, CAIRNOX, CAIROS, CAIRSO2, TRNOXOS | Combustion turbine | Pipeline Natural Gas |  | Dry Low NOx Burners | Electric Utility | [7 empty] | 0.0731 | 0.333 | 18955.363 |  |  |  | 0.0375 | 0.431 | 31951.189 | 0.1832 | 3.05 | 30964.531 | 0.0394 | 0.289 | 24768.898 | 0.0488 | 1.131 | 68478.01 | 0.0284 | 3.7 | 352005.7 | 0.0953 | 8.9 | 270946 | 10 | Dry Low NOx Burners | Low Ozone Season Rate | 0.0284 | 0.0284 | 3.7 |  |  | 3.7
MS | Crossroads Energy Center (CPU) | 55395 | CT04 | Coahoma | 2002-04-01 | 962.4 | 76.6 | 34.183 | -90.5621 | ARP, CAIRNOX, CAIROS, CAIRSO2, TRNOXOS | Combustion turbine | Pipeline Natural Gas |  | Dry Low NOx Burners | Electric Utility | [7 empty] | 0.0516 | 0.597 | 40042.421 |  |  |  | 0.0489 | 1.161 | 78330.413 | 0.1607 | 0.911 | 16924.927 | 0.0367 | 0.406 | 33706.174 | 0.0512 | 1.082 | 66758.389 | 0.0434 | 4.6 | 255582.9 | 0.1319 | 14.3 | 257655.2 | 7.2 | Dry Low NOx Burners | Low Ozone Season Rate | 0.0367 | 0.0367 | 3.9 |  |  | 3.9
MS | Daniel Electric Generating Plant | 6073 | 1 | Jackson | 1977-09-06 | 5461 | 548.3 | 30.5335 | -88.5574 | ARP | Tangentially-fired | Coal | Residual Oil |  | Electric Utility | Electric Services | 0.2968 | 2717.388 | 18000000 | 0.2759 | 2394.528 | 17000000 | 0.2795 | 2462.758 | 17400000 | 0.3163 | 3186.696 | 19900000 | 0.3466 | 3095.374 | 17500000 | 0.3232 | 2358.159 | 14200000 | 0.3271 | 2557.244 | 15700000 | 0.221 | 1625.007 | 15600000 | 0.2302 | 1032.5 | 9466339.3 | 0.2803 | 1000.3 | 6865967 | 47.2 |  | New SCR | 0.221 | 0.06 | 269.1 |  |  | 269.1
MS | Daniel Electric Generating Plant | 6073 | 2 | Jackson | 1981-06-01 | 5461 | 548.3 | 30.5335 | -88.5574 | ARP | Tangentially-fired | Coal | Residual Oil |  | Electric Utility | Electric Services | 0.3268 | 2761.599 | 16500000 | 0.281 | 2422.47 | 17000000 | 0.2637 | 2468.875 | 18600000 | 0.2908 | 2346.936 | 15800000 | 0.3331 | 2864.966 | 16900000 | 0.3223 | 3225.58 | 19700000 | 0.1721 | 1163.854 | 14100000 | 0.1936 | 1482.199 | 16000000 | 0.2615 | 1082.9 | 8652109.3 | 0.3012 | 694.8 | 4578419.7 | 43.1 |  | New SCR | 0.1721 | 0.06 | 248.5 |  |  | 248.5
MS | Daniel Electric Generating Plant | 6073 | 3A | Jackson | 2001-01-08 | 2105 | 185.5 | 30.5335 | -88.5574 | ARP, CAIRNOX, CAIROS, CAIRSO2, TRNOXOS | Combined cycle | Pipeline Natural Gas |  | Dry Low NOx Burners<br>Selective Catalytic Reduction | Electric Utility |  | 0.013 | 7.291 | 1850790.65 | 0.0097 | 12.561 | 3118273.75 | 0.013 | 10.334 | 2133872.925 | 0.0096 | 12.532 | 3396966.1 | 0.0111 | 12.48 | 2972580.75 | 0.0142 | 13.999 | 2813551.35 | 0.0126 | 20.574 | 4074798.525 | 0.01 | 15.926 | 3616065.45 | 0.0086 | 21.6 | 5260373 | 0.0083 | 23.1 | 5726335.7 | 68.1 | Dry Low NOx Burners<br>Selective Catalytic Reduction | Existing SCR | 0.0083 | 0.0083 | 20.8 |  |  | 20.8
MS | Daniel Electric Generating Plant | 6073 | 3B | Jackson | 2001-01-18 | 2105 | 185.5 | 30.5335 | -88.5574 | ARP, CAIRNOX, CAIROS, CAIRSO2, TRNOXOS | Combined cycle | Pipeline Natural Gas |  | Dry Low NOx Burners<br>Selective Catalytic Reduction | Electric Utility |  | 0.0148 | 4.614 | 1070434.1 | 0.01 | 11.653 | 2995509.025 | 0.0138 | 11.678 | 2338732.2 | 0.0108 | 12.494 | 3096931.675 | 0.0126 | 12.656 | 2913648.5 | 0.0126 | 12.144 | 2649130.075 | 0.0111 | 21.051 | 4389659.075 | 0.0085 | 14.554 | 3558731.775 | 0.0083 | 21.1 | 5187537.4 | 0.0081 | 22.4 | 5610088.9 | 67.1 | Dry Low NOx Burners<br>Selective Catalytic Reduction | Existing SCR | 0.0081 | 0.0081 | 20.6 |  |  | 20.6
MS | Daniel Electric Generating Plant | 6073 | 4A | Jackson | 2000-12-07 | 2105 | 185.5 | 30.5335 | -88.5574 | ARP, CAIRNOX, CAIROS, CAIRSO2, TRNOXOS | Combined cycle | Pipeline Natural Gas |  | Dry Low NOx Burners<br>Selective Catalytic Reduction | Electric Utility |  | 0.0129 | 7.678 | 1845925.225 | 0.0106 | 11.634 | 2878946.75 | 0.0152 | 11.75 | 2192783.35 | 0.0133 | 14.302 | 2925434.9 | 0.0141 | 13.182 | 2685556.65 | 0.0181 | 12.096 | 2033621.775 | 0.01 | 17.667 | 4094968.075 | 0.0105 | 20.263 | 4290056.4 | 0.0085 | 20.1 | 4954137.8 | 0.0092 | 26.8 | 5886560.7 | 64.1 | Dry Low NOx Burners<br>Selective Catalytic Reduction | Existing SCR | 0.0085 | 0.0085 | 20.1 |  |  | 20.1
MS | Daniel Electric Generating Plant | 6073 | 4B | Jackson | 2000-12-12 | 2105 | 185.5 | 30.5335 | -88.5574 | ARP, CAIRNOX, CAIROS, CAIRSO2, TRNOXOS | Combined cycle | Pipeline Natural Gas |  | Dry Low NOx Burners<br>Selective Catalytic Reduction | Electric Utility |  | 0.0123 | 6.387 | 1711707.15 | 0.01 | 10.09 | 2833073.45 | 0.0152 | 10.945 | 2143015.275 | 0.0132 | 14.424 | 2973176.3 | 0.0145 | 13.376 | 2650008.975 | 0.0165 | 14.99 | 2674890.575 | 0.0095 | 18.444 | 4337201.575 | 0.0096 | 18.3 | 4309417.325 | 0.0084 | 19.3 | 4731698.4 | 0.0081 | 23.1 | 5754170.3 | 61.2 | Dry Low NOx Burners<br>Selective Catalytic Reduction | Existing SCR | 0.0081 | 0.0081 | 18.6 |  |  | 18.6
MS | Delta | 2051 | 1 | Bolivar | 1953-10-01 | 1455 | 112.5 | 33.7947 | -90.7139 | ARP | Dry bottom wall-fired boiler | Pipeline Natural Gas | Residual Oil |  | Electric Utility | Electric Services | 0.2059 | 8.94 | 75790.55 | 0.2416 | 3.552 | 27507.45 |  |  |  | 0.1685 | 3.378 | 32508.32 |  |  |  | 0.1048 | 9.935 | 185617.978 |  |  |  | 0.1825 | 1.867 | 21210.439 |  |  | 0 |  |  |  | 0 |  | New SNCR | 0.1048 | 0.06288 | 0 |  |  | 0
MS | Delta | 2051 | 2 | Bolivar | 1953-11-01 | 1400 | 112.5 | 33.7947 | -90.7139 | ARP | Dry bottom wall-fired boiler | Pipeline Natural Gas | Residual Oil |  | Electric Utility | Electric Services | 0.3076 | 164.06 | 1088001.125 | 0.2174 | 3.083 | 24414.05 | [9 empty] | 0.0801 | 1.34 | 28265.116 |  |  |  | 0.0804 | 4.245 | 74221.792 |  |  | 0 |  |  |  | 0 |  | Low Ozone Season Rate | 0.0801 | 0.0801 | 0 |  |  | 0
MS | Gerald Andrus | 8054 | 1 | Washington | 1975-05-28 | 7700 | 781.4 | 33.3503 | -91.1181 | ARP | Dry bottom wall-fired boiler | Pipeline Natural Gas | Residual Oil |  | Electric Utility | Electric Services | 0.4543 | 2684.335 | 9594432.4 | 0.6253 | 4079.533 | 10700000 | 0.7021 | 3240.411 | 6978073.314 | 0.3315 | 1373.825 | 7688927.497 | 0.5532 | 3051.404 | 11000000 | 0.4635 | 1831.033 | 8456103.781 | 0.2015 | 293.957 | 2883336.902 | 0.2506 | 1712.726 | 13400000 | 0.1866 | 1047.3 | 10800000 | 0.1878 | 1006.9 | 10300000 | 38.2 |  | New SCR | 0.1866 | 0.06 | 336.8 |  |  | 336.8
MS | Hinds Energy Facility | 55218 | H01 | Hinds | 2001-03-16 | 1733 | 176.6 | 32.3781 | -90.2169 | ARP, CAIRNOX, CAIROS, CAIRSO2, TRNOXOS | Combined cycle | Pipeline Natural Gas |  | Dry Low NOx Burners<br>Selective Catalytic Reduction | Electric Utility |  | 0.0229 | 11.196 | 2003107.345 | 0.0235 | 9.628 | 1665354.882 | 0.0233 | 13.062 | 2069537.686 | 0.017 | 8.67 | 2155772.759 | 0.0161 | 8.873 | 2166190.103 | 0.011 | 4.284 | 1625495.677 | 0.0091 | 3.344 | 1652305.284 | 0.0167 | 10.346 | 2728118.183 | 0.0165 | 9.4 | 2271025.1 | 0.0142 | 9.6 | 2291116.6 | 35.7 | Dry Low NOx Burners<br>Selective Catalytic Reduction | Existing SCR | 0.0091 | 0.0091 | 5.2 |  |  | 5.2
MS | Hinds Energy Facility | 55218 | H02 | Hinds | 2001-03-08 | 1733 | 176.6 | 32.3781 | -90.2169 | ARP, CAIRNOX, CAIROS, CAIRSO2, TRNOXOS | Combined cycle | Pipeline Natural Gas |  | Dry Low NOx Burners<br>Selective Catalytic Reduction | Electric Utility |  | 0.0254 | 14.123 | 2417357.26 | 0.0236 | 8.075 | 1496142.886 | 0.016 | 8.997 | 2036878.833 | 0.0158 | 7.063 | 2225963.674 | 0.0217 | 10.629 | 2214170.868 | 0.0202 | 6.994 | 1719456.62 | 0.0139 | 5.302 | 1623188.131 | 0.0167 | 11.958 | 3139487.573 | 0.0183 | 10.6 | 2473347.6 | 0.0222 | 11 | 2418095.5 | 38.9 | Dry Low NOx Burners<br>Selective Catalytic Reduction | Existing SCR | 0.0139 | 0.0139 | 8 |  |  | 8
MS | Kemper County | 7960 | KCT1 | Kemper | 2002-04-18 | 1047 | 93 | 32.7976 | -88.6057 | ARP, CAIRNOX, CAIROS, CAIRSO2, TRNOXOS | Combustion turbine | Diesel Oil | Pipeline Natural Gas |  | Electric Utility |  | 0.0448 | 1.265 | 71134.875 | 0.0439 | 2.406 | 145889.125 | 0.0442 | 8.185 | 398113.675 | 0.0343 | 3.046 | 212501.625 | 0.0381 | 2.332 | 155470.725 | 0.0357 | 1.006 | 70529.45 | 0.0395 | 1.061 | 66431.384 | 0.0333 | 2.681 | 197202.641 | 0.0356 | 3.8 | 244985.5 | 0.0343 | 7.9 | 533887.6 | 6.4 |  | Low Ozone Season Rate | 0.0333 | 0.0333 | 3.5 |  |  | 3.5
MS | Kemper County | 7960 | KCT2 | Kemper | 2002-04-18 | 1063 | 93 | 32.7976 | -88.6057 | ARP, CAIRNOX, CAIROS, CAIRSO2, TRNOXOS | Combustion turbine | Diesel Oil | Pipeline Natural Gas |  | Electric Utility |  | 0.0537 | 1.708 | 71776.15 | 0.0408 | 2.103 | 136762.125 | 0.0457 | 7.064 | 342935.1 | 0.0365 | 3.136 | 201359.025 | 0.039 | 2.239 | 150999.325 | 0.03 | 0.897 | 70418.172 | 0.0367 | 0.924 | 68925.431 | 0.0289 | 3.207 | 270524.108 | 0.0298 | 4.5 | 358068.1 | 0.0301 | 6.8 | 531585.1 | 9.2 |  | Low Ozone Season Rate | 0.0289 | 0.0289 | 4.4 |  |  | 4.4
MS | Kemper County | 7960 | KCT3 | Kemper | 2002-04-23 | 1061 | 93 | 32.7976 | -88.6057 | ARP, CAIRNOX, CAIROS, CAIRSO2, TRNOXOS | Combustion turbine | Diesel Oil | Pipeline Natural Gas |  | Electric Utility |  | 0.0596 | 1.834 | 72383.625 | 0.0395 | 1.984 | 125786.375 | 0.0393 | 5.918 | 333919.225 | 0.0433 | 3.18 | 187803.15 | 0.0343 | 1.8 | 130264 | 0.0296 | 0.914 | 70572.931 | 0.0303 | 0.75 | 61522.622 | 0.0308 | 3.326 | 255288.907 | 0.0286 | 3.8 | 300361 | 0.0526 | 11 | 500345.3 | 7.7 |  | Low Ozone Season Rate | 0.0286 | 0.0286 | 3.8 |  |  | 3.8
MS | Kemper County | 7960 | KCT4 | Kemper | 2002-04-28 | 1047 | 93 | 32.7976 | -88.6057 | ARP, CAIRNOX, CAIROS, CAIRSO2, TRNOXOS | Combustion turbine | Diesel Oil | Pipeline Natural Gas |  | Electric Utility |  | 0.0569 | 1.749 | 67123.25 | 0.0548 | 2.985 | 119304.125 | 0.0367 | 5.776 | 348613.225 | 0.0411 | 3.49 | 199832.575 | 0.0331 | 1.754 | 123676.95 | 0.0301 | 0.938 | 68198.462 | 0.0386 | 0.953 | 60145.924 | 0.0316 | 2.441 | 191311.298 | 0.0301 | 3.7 | 277725.7 | 0.0279 | 5.4 | 478536.1 | 7.2 |  | Low Ozone Season Rate | 0.0279 | 0.0279 | 3.4 |  |  | 3.4
MS | KGen Enterprise Facility | 55373 | CT1 | Clarke | 2002-02-12 | 1120 | 86.5 | 32.1622 | -88.8347 | ARP | Combustion turbine | Pipeline Natural Gas |  | Dry Low NOx Burners<br>Selective Catalytic Reduction | Electric Utility |  | 0.074 | 0.042 | 2174.321 | [27 empty] | 0 | Dry Low NOx Burners<br>Selective Catalytic Reduction | Existing SCR | 0.074 | 0.074 | 0 |  |  | 0
MS | KGen Enterprise Facility | 55373 | CT2 | Clarke | 2002-02-13 | 1120 | 86.5 | 32.1622 | -88.8347 | ARP | Combustion turbine | Pipeline Natural Gas |  | Dry Low NOx Burners<br>Selective Catalytic Reduction | Electric Utility |  | 0.1191 | 0.159 | 4691.906 | [27 empty] | 0 | Dry Low NOx Burners<br>Selective Catalytic Reduction | Existing SCR | 0.1191 | 0.1191 | 0 |  |  | 0
MS | KGen Enterprise Facility | 55373 | CT3 | Clarke | 2002-03-15 | 1120 | 86.5 | 32.1622 | -88.8347 | ARP | Combustion turbine |  |  | Dry Low NOx Burners<br>Selective Catalytic Reduction | Electric Utility |  | 0.0615 | 0.051 | 2392.787 | [27 empty] | 0 | Dry Low NOx Burners<br>Selective Catalytic Reduction | Existing SCR | 0.0615 | 0.0615 | 0 |  |  | 0
MS | KGen Enterprise Facility | 55373 | CT4 | Clarke | 2002-03-09 | 1120 | 86.5 | 32.1622 | -88.8347 | ARP | Combustion turbine |  |  | Dry Low NOx Burners<br>Selective Catalytic Reduction | Electric Utility |  | 0.0638 | 0.084 | 3304.153 | [27 empty] | 0 | Dry Low NOx Burners<br>Selective Catalytic Reduction | Existing SCR | 0.0638 | 0.0638 | 0 |  |  | 0
MS | KGen Enterprise Facility | 55373 | CT5 | Clarke | 2002-03-24 | 1120 | 86.5 | 32.1622 | -88.8347 | ARP | Combined cycle |  |  | Dry Low NOx Burners<br>Selective Catalytic Reduction | Electric Utility |  | 0.123 | 0.182 | 2924.75 | [27 empty] | 0 | Dry Low NOx Burners<br>Selective Catalytic Reduction | Existing SCR | 0.123 | 0.123 | 0 |  |  | 0
MS | KGen Enterprise Facility | 55373 | CT6 | Clarke | 2002-03-31 | 1120 | 86.5 | 32.1622 | -88.8347 | ARP | Combined cycle |  |  | Dry Low NOx Burners<br>Selective Catalytic Reduction | Electric Utility |  | 0.108 | 0.092 | 1749.376 | [27 empty] | 0 | Dry Low NOx Burners<br>Selective Catalytic Reduction | Existing SCR | 0.108 | 0.108 | 0 |  |  | 0
MS | KGen Enterprise Facility | 55373 | CT7 | Clarke | 2002-04-07 | 1120 | 86.5 | 32.1622 | -88.8347 | ARP | Combustion turbine |  |  | Dry Low NOx Burners | Electric Utility |  | 0.096 | 0.048 | 2148.785 | [27 empty] | 0 | Dry Low NOx Burners | Low Ozone Season Rate | 0.096 | 0.096 | 0 |  |  | 0
MS | KGen Enterprise Facility | 55373 | CT8 | Clarke | 2002-04-12 | 1120 | 86.5 | 32.1622 | -88.8347 | ARP | Combustion turbine |  |  | Dry Low NOx Burners | Electric Utility |  | 0.1258 | 0.062 | 1789.99 | [27 empty] | 0 | Dry Low NOx Burners | Low Ozone Season Rate | 0.1258 | 0.1258 | 0 |  |  | 0
MS | Magnolia Facility | 55451 | CTG-1 | Benton | 2002-12-19 | 2750 | 178.5 | 34.8358 | -89.2017 | ARP, CAIRNOX, CAIROS, CAIRSO2, TRNOXOS | Combined cycle | Pipeline Natural Gas |  | Dry Low NOx Burners<br>Selective Catalytic Reduction | Electric Utility |  | 0.0941 | 5.635 | 228868.075 | 0.0427 | 10.405 | 1054914.2 | 0.0227 | 23.549 | 2747967.925 | 0.0248 | 20.567 | 2749668.2 | 0.0225 | 22.898 | 3213743.65 | 0.0249 | 12.85 | 1543292.125 | 0.0263 | 13.266 | 1696807.825 | 0.0133 | 15.509 | 2707589.55 | 0.0159 | 23.5 | 3779547.6 | 0.0157 | 32 | 5222976.6 | 37.4 | Dry Low NOx Burners<br>Selective Catalytic Reduction | Existing SCR | 0.0133 | 0.0133 | 19.6 |  |  | 19.6
MS | Magnolia Facility | 55451 | CTG-2 | Benton | 2002-12-22 | 2750 | 178.5 | 34.8358 | -89.2017 | ARP, CAIRNOX, CAIROS, CAIRSO2, TRNOXOS | Combined cycle | Pipeline Natural Gas |  | Dry Low NOx Burners<br>Selective Catalytic Reduction | Electric Utility |  | 0.0912 | 7.115 | 310694.1 | 0.04 | 20.235 | 1738871.55 | 0.023 | 22.356 | 2999422.875 | 0.0241 | 20.001 | 2793438.625 | 0.0227 | 23.462 | 3289840.275 | 0.0273 | 14.593 | 1634812.2 | 0.0267 | 13.919 | 1720643.25 | 0.0165 | 17.677 | 2851728.775 | 0.021 | 18.6 | 2674378 | 0.0142 | 28.5 | 4789839.9 | 26.5 | Dry Low NOx Burners<br>Selective Catalytic Reduction | Existing SCR | 0.0142 | 0.0142 | 12.6 |  |  | 12.6
MS | Magnolia Facility | 55451 | CTG-3 | Benton | 2003-04-01 | 2750 | 178.5 | 34.8358 | -89.2017 | ARP, CAIRNOX, CAIROS, CAIRSO2, TRNOXOS | Combined cycle | Pipeline Natural Gas |  | Dry Low NOx Burners<br>Selective Catalytic Reduction | Electric Utility |  | 0.0937 | 6.095 | 237917.725 | 0.0423 | 16.215 | 1410615.65 | 0.0231 | 17.136 | 2607616.35 | 0.0259 | 11.597 | 1772119.9 | 0.0259 | 27.603 | 3134666.775 | 0.0326 | 17.165 | 1602809.875 | 0.0261 | 14.367 | 1820121 | 0.0188 | 22.192 | 3328592.275 | 0.0171 | 24.6 | 4090921.1 | 0.0159 | 28.3 | 4621539.9 | 40.5 | Dry Low NOx Burners<br>Selective Catalytic Reduction | Existing SCR | 0.0159 | 0.0159 | 22.9 |  |  | 22.9
MS | Moselle Generating Plant | 2070 | 1 | Jones | 1970-08-01 | 830 | 59 | 31.5289 | -89.2992 | ARP | Dry bottom wall-fired boiler | Pipeline Natural Gas | Diesel Oil |  | Electric Utility | Electric Services | 0.2398 | 100.016 | 797405.3 | 0.2461 | 141.957 | 1084850.7 | 0.2299 | 66.445 | 532662.281 | 0.2374 | 93.656 | 756733.242 | 0.2698 | 57.634 | 404465.926 | 0.261 | 23.219 | 168726.336 | 0.3036 | 112.315 | 706926.558 | 0.2764 | 79.349 | 545683.556 | 0.2691 | 53.6 | 369317.4 |  |  |  | 12.1 |  | New SNCR | 0.2299 | 0.13794 | 27.5 |  |  | 27.5
MS | Moselle Generating Plant | 2070 | 2 | Jones | 1970-08-01 | 708 | 59 | 31.5289 | -89.2992 | ARP | Dry bottom wall-fired boiler | Pipeline Natural Gas | Diesel Oil |  | Electric Utility | Electric Services | 0.198 | 49.698 | 465702.925 | 0.2044 | 95.489 | 871780.675 | 0.2003 | 91.217 | 843309.701 | 0.2071 | 70.2 | 644533.512 | 0.2212 | 52.925 | 463678.168 | 0.1851 | 19.564 | 183752.607 | 0.2354 | 20.397 | 162884.541 | 0.2114 | 46.406 | 400283.58 | 0.2264 | 66.9 | 555808.9 |  |  |  | 21.4 |  | New SNCR | 0.1851 | 0.11106 | 32.8 |  |  | 32.8
MS | Moselle Generating Plant | 2070 | 3 | Jones | 1970-08-01 | 708 | 59 | 31.5289 | -89.2992 | ARP | Dry bottom wall-fired boiler | Pipeline Natural Gas | Diesel Oil |  | Electric Utility | Electric Services | 0.3472 | 155.923 | 835306.225 | 0.2549 | 35.635 | 267203.2 | 0.2149 | 82.695 | 717286.193 | 0.2243 | 71.046 | 599634.591 | 0.2197 | 79.091 | 692354.602 | 0.2116 | 15.65 | 140343.516 | 0.2308 | 31.084 | 238861.992 | 0.2454 | 65.379 | 494797.335 | 0.2166 | 66 | 575751.4 | 0.2256 | 19.4 | 153453.9 | 22.1 |  | New SNCR | 0.2116 | 0.12696 | 38.7 |  |  | 38.7
MS | Moselle Generating Plant | 2070 | 5 | Jones | 2006-03-02 | 1143.3 | 83.5 | 31.5289 | -89.2992 | ARP, CAIRNOX, CAIROS, CAIRSO2, TRNOXOS | Combustion turbine | Pipeline Natural Gas |  | Dry Low NOx Burners | Electric Utility | [10 empty] | 0.0359 | 1.396 | 106049.717 | 0.0343 | 1.016 | 80077.879 | 0.0446 | 0.42 | 30907.721 | 0.0367 | 0.887 | 73184.126 | 0.032 | 0.882 | 70007.942 | 0.0284 | 1.6 | 140525.1 | 0.0367 | 2.5 | 185607.7 | 3.3 | Dry Low NOx Burners | Low Ozone Season Rate | 0.0284 | 0.0284 | 1.6 |  |  | 1.6
MS | Moselle Generating Plant | 2070 | 6 | Jones | 2011-10-12 | 1540 | 83.5 | 31.5289 | -89.2992 | ARP, CAIRNOX, CAIROS, CAIRSO2, TRNOXOS | Combined cycle | Pipeline Natural Gas |  | Dry Low NOx Burners<br>Selective Catalytic Reduction | Electric Utility | [28 empty] | 0.0382 | 3.7 | 252593.8 | 0 | Dry Low NOx Burners<br>Selective Catalytic Reduction | Existing SCR | 0.0382 | 0.0382 | 0 |  |  | 0
MS | Moselle Generating Plant | 2070 | 7 | Jones | 2011-09-24 | 1540 | 83.5 | 31.5289 | -89.2992 | ARP, CAIRNOX, CAIROS, CAIRSO2, TRNOXOS | Combined cycle | Pipeline Natural Gas |  | Dry Low NOx Burners<br>Selective Catalytic Reduction | Electric Utility | [28 empty] | 0.0077 | 8.9 | 2994495.2 | 0 | Dry Low NOx Burners<br>Selective Catalytic Reduction | Existing SCR | 0.0077 | 0.0077 | 0 |  |  | 0
MS | Moselle Generating Plant | 2070 | **4 | Jones | 1997-06-01 | 1200 | 83 | 31.5289 | -89.2992 | ARP, CAIRNOX, CAIROS, CAIRSO2, TRNOXOS | Combustion turbine | Pipeline Natural Gas | Diesel Oil | Dry Low NOx Burners | Electric Utility |  | 0.0531 | 0.646 | 27370.325 | 0.0382 | 0.714 | 38378.325 | 0.0581 | 3.39 | 115803.423 | 0.0531 | 0.46 | 24106.361 | 0.0512 | 1.644 | 79441.551 | 0.0512 | 0.405 | 20814.959 | 0.0495 | 1.434 | 67155.116 | 0.0434 | 2.325 | 122728.66 | 0.0434 | 2.6 | 139897.8 | 0.0534 | 2.9 | 140650.3 | 3.2 | Dry Low NOx Burners | Low Ozone Season Rate | 0.0382 | 0.0382 | 2.3 |  |  | 2.3
MS | Natchez | 2052 | 1 | Adams | 1951-01-01 | 852 | 75 | 31.5987 | -91.3464 | ARP | Dry bottom wall-fired boiler | Pipeline Natural Gas |  |  | Electric Utility | Electric Services |  |  |  | 0.098 | 0.057 | 1168.725 | [20 empty] | 0 |  |  |  | 0 |  | Low Ozone Season Rate | 0.098 | 0.098 | 0 |  |  | 0
MS | Quantum Choctaw Power, LLC | 55694 | AA-001 | Choctaw | 2006-06-09 | 2957 | 270 | 33.3806 | -89.2039 | ARP, CAIRNOX, CAIROS, CAIRSO2, TRNOXOS | Combined cycle | Pipeline Natural Gas |  | Dry Low NOx Burners<br>Selective Catalytic Reduction | Electric Utility | [10 empty] | 0.0824 | 11.657 | 379457.575 | 0.0332 | 31.682 | 3172269.585 | 0.0498 | 36.803 | 2517193.014 | 0.0276 | 15.811 | 1786559.438 | 0.0199 | 34.379 | 4689218.319 | 0.0234 | 27.2 | 3356170.9 | 0.016 | 35.4 | 5262631.3 | 30.9 | Dry Low NOx Burners<br>Selective Catalytic Reduction | Existing SCR | 0.016 | 0.016 | 18.6 |  |  | 18.6
MS | Quantum Choctaw Power, LLC | 55694 | AA-002 | Choctaw | 2006-11-02 | 2957 | 270 | 33.3806 | -89.2039 | ARP, CAIRNOX, CAIROS, CAIRSO2, TRNOXOS | Combined cycle | Pipeline Natural Gas |  | Dry Low NOx Burners<br>Selective Catalytic Reduction | Electric Utility | [13 empty] | 0.0321 | 25.076 | 2658270.052 | 0.0489 | 32.707 | 2377280.13 | 0.0246 | 20.46 | 2434856.94 | 0.021 | 34.506 | 4475632.89 | 0.0182 | 24.6 | 3649997.4 | 0.0156 | 34.5 | 5333167.7 | 33.6 | Dry Low NOx Burners<br>Selective Catalytic Reduction | Existing SCR | 0.0156 | 0.0156 | 21.1 |  |  | 21.1
MS | R D Morrow Senior Generating Plant | 6061 | 1 | Lamar | 1978-04-16 | 2600 | 200 | 31.2194 | -89.3933 | ARP | Dry bottom turbo-fired boiler | Coal |  | Overfire Air | Electric Utility | Electric Services | 0.4734 | 1552.943 | 6490754.3 | 0.4515 | 1536.304 | 6724378.219 | 0.4757 | 1394.02 | 5772575.84 | 0.4567 | 1713.072 | 7415940.532 | 0.483 | 2010.456 | 8265395.932 | 0.4916 | 1336.247 | 5327628.537 | 0.4678 | 1462.57 | 6133709.008 | 0.4833 | 1449.113 | 5831189.574 | 0.4867 | 1538.3 | 6219765.2 | 0.4183 | 323.2 | 1486096.6 | 65.1 |  | New SCR | 0.4183 | 0.06 | 189.6 |  |  | 189.6
MS | R D Morrow Senior Generating Plant | 6061 | 2 | Lamar | 1978-12-01 | 2705 | 200 | 31.2194 | -89.3933 | ARP | Dry bottom turbo-fired boiler | Coal |  | Overfire Air | Electric Utility | Electric Services | 0.4769 | 1893.941 | 7862348.75 | 0.4556 | 1657.873 | 7149015.514 | 0.4668 | 1654.61 | 7020971.995 | 0.491 | 1951.065 | 7865275.526 | 0.4683 | 1567.665 | 6615265.306 | 0.4557 | 1745.27 | 7634526.82 | 0.4406 | 1110.432 | 4957375.045 | 0.4516 | 1616.75 | 7116741.129 | 0.439 | 1093.7 | 4902216.9 | 0.4183 | 1150.7 | 5374505.9 | 49.4 |  | New SCR | 0.4183 | 0.06 | 149.5 |  |  | 149.5
MS | Red Hills Generation Facility | 55076 | AA001 | Choctaw | 2001-02-22 | 3500 | 513.7 | 33.3761 | -89.2183 | ARP | Circulating fluidized bed boiler | Coal | Natural Gas | Other | Electric Utility | Electric Services | 0.0988 | 446.258 | 8912126.875 | 0.1117 | 490.339 | 8675970.35 | 0.1105 | 415.641 | 7398334.075 | 0.1149 | 436.571 | 7447455.275 | 0.1306 | 559.975 | 8597695.3 | 0.1342 | 656.989 | 9775513.25 | 0.1101 | 562.323 | 10200000 | 0.1212 | 574.297 | 9484871.45 | 0.138 | 406.1 | 6002461.4 | 0.1096 | 483.1 | 8851161.5 | 46.7 |  | New SCR | 0.0988 | 0.06 | 176.6 |  |  | 176.6
MS | Red Hills Generation Facility | 55076 | AA002 | Choctaw | 2001-02-14 | 3500 | 513.7 | 33.3761 | -89.2183 | ARP | Circulating fluidized bed boiler | Coal | Natural Gas | Other | Electric Utility | Electric Services | 0.0878 | 374.858 | 8436891.35 | 0.1123 | 547.402 | 9668947.775 | 0.1152 | 417.765 | 7234931.675 | 0.115 | 439.463 | 7505132.525 | 0.1413 | 622.394 | 8793495.275 | 0.1352 | 653.227 | 9671982.5 | 0.1291 | 523.926 | 8027654.75 | 0.1231 | 591.659 | 9630422.275 | 0.1193 | 333.6 | 5500968.7 | 0.0999 | 432.4 | 8649227.5 | 42.8 |  | New SCR | 0.0878 | 0.06 | 167.8 |  |  | 167.8
MS | Rex Brown | 2053 | 3 | Hinds | 1951-01-01 | 1275 | 66 | 32.3564 | -90.2125 | ARP | Dry bottom wall-fired boiler | Pipeline Natural Gas |  |  | Electric Utility | Electric Services | 0.1155 | 6.259 | 104245.975 | 0.1421 | 25.37 | 351862.95 | 0.1254 | 15.332 | 240901.69 | 0.1069 | 10.199 | 186520.402 | 0.1083 | 8.089 | 129467.896 | 0.1382 | 3.148 | 44084.344 | [6 empty] | 0.1375 | 28.7 | 414105.6 | 0.1369 | 16.5 | 238668 | 8.8 |  | New SNCR | 0.1069 | 0.06414 | 13.4 |  |  | 13.4
MS | Rex Brown | 2053 | 4 | Hinds | 1959-01-01 | 3000 | 238.7 | 32.3564 | -90.2125 | ARP | Dry bottom wall-fired boiler | Pipeline Natural Gas |  |  | Electric Utility | Electric Services | 0.2508 | 345.426 | 2670268.4 | 0.2403 | 268.325 | 2156176.525 | 0.3024 | 351.35 | 2304303.544 | 0.2432 | 298.661 | 2211602.411 | 0.2488 | 230.521 | 1755379.067 | 0.201 | 152.021 | 1345984.746 | 0.1924 | 111.67 | 971476.282 | 0.2975 | 310.101 | 2033018.054 | 0.2913 | 340.9 | 2308348.7 | 0.2955 | 415.7 | 2748245.6 | 21 |  | New SCR | 0.1924 | 0.06 | 70.2 |  |  | 70.2
MS | Silver Creek Generating Plant | 7988 | 1 | Jefferson Davis | 2003-10-29 | 1109 | 83.5 | 31.6004 | -89.9468 | ARP, CAIRNOX, CAIROS, CAIRSO2, TRNOXOS | Combustion turbine | Pipeline Natural Gas |  | Dry Low NOx Burners | Electric Utility |  |  |  |  | 0.0106 | 0.013 | 2951.491 | 0.0347 | 0.308 | 23036.546 | 0.0344 | 0.9 | 63768.454 | 0.0387 | 1.562 | 99011.296 | 0.0358 | 5.218 | 376702.079 | 0.0346 | 3.927 | 316266.536 | 0.0554 | 1.237 | 72566.224 | 0.0262 | 9.2 | 808296.4 | 0.0369 | 1.3 | 101627.9 | 19.8 | Dry Low NOx Burners | Low Ozone Season Rate | 0.0106 | 0.0106 | 3.7 |  |  | 3.7
MS | Silver Creek Generating Plant | 7988 | 2 | Jefferson Davis | 2004-01-28 | 1109 | 83.5 | 31.6004 | -89.9468 | ARP, CAIRNOX, CAIROS, CAIRSO2, TRNOXOS | Combustion turbine | Pipeline Natural Gas |  | Dry Low NOx Burners | Electric Utility |  |  |  |  | 0.0083 | 0.013 | 3713.396 | 0.0325 | 0.278 | 20393.261 | 0.0393 | 0.279 | 14685.451 | 0.0316 | 1.277 | 91552.379 | 0.0351 | 8.801 | 638770.972 | 0.0343 | 4.895 | 386802.819 | 0.0323 | 1.335 | 103349.189 | 0.0308 | 6.1 | 468289.5 | 0.0399 | 0.5 | 32032.9 | 11.5 | Dry Low NOx Burners | Low Ozone Season Rate | 0.0083 | 0.0083 | 1.7 |  |  | 1.7
MS | Silver Creek Generating Plant | 7988 | 3 | Jefferson Davis | 2005-03-29 | 1109 | 83.5 | 31.6004 | -89.9468 | ARP, CAIRNOX, CAIROS, CAIRSO2, TRNOXOS | Combustion turbine | Pipeline Natural Gas |  | Dry Low NOx Burners | Electric Utility | [7 empty] | 0.0462 | 0.537 | 41486.462 | 0.0395 | 0.703 | 51828.08 | 0.0259 | 0.72 | 72228.536 | 0.029 | 0.755 | 65878.984 | 0.0355 | 7.988 | 601367.684 | 0.0303 | 1.219 | 99999.723 | 0.0275 | 3.2 | 267657.1 | 0.035 | 1.4 | 108128.6 | 6.6 | Dry Low NOx Burners | Low Ozone Season Rate | 0.0259 | 0.0259 | 3 |  |  | 3
MS | Southaven Combined Cycle | 55269 | AA-001 | DeSoto | 2003-03-14 | 2000 | 179.3 | 34.9939 | -90.039 | ARP, CAIRNOX, CAIROS, CAIRSO2, TRNOXOS | Combined cycle | Pipeline Natural Gas |  | Dry Low NOx Burners<br>Selective Catalytic Reduction | Electric Utility |  | 0.046 | 10.717 | 854230.05 | 0.0466 | 16.426 | 1182042.2 | 0.0325 | 25.22 | 2546135.425 | 0.0293 | 22.901 | 2600703.475 | 0.0311 | 26.577 | 2852799.65 | 0.0315 | 18.26 | 2004228.251 | 0.0214 | 29.488 | 3809490.879 | 0.0175 | 26.342 | 3943187.666 | 0.0191 | 14.6 | 2155014 | 0.0169 | 28.1 | 4436675 | 29.3 | Dry Low NOx Burners<br>Selective Catalytic Reduction | Existing SCR | 0.0169 | 0.0169 | 12.9 |  |  | 12.9
MS | Southaven Combined Cycle | 55269 | AA-002 | DeSoto | 2003-03-29 | 2000 | 179.3 | 34.9939 | -90.039 | ARP, CAIRNOX, CAIROS, CAIRSO2, TRNOXOS | Combined cycle | Pipeline Natural Gas |  | Dry Low NOx Burners<br>Selective Catalytic Reduction | Electric Utility |  | 0.0429 | 11.24 | 966586.875 | 0.0423 | 14.241 | 1114484.3 | 0.0264 | 22.164 | 2609940.4 | 0.0269 | 20.494 | 2526588.2 | 0.0288 | 10.216 | 1094753.6 | 0.0332 | 23.051 | 2318490.707 | 0.0275 | 31.018 | 3527607.728 | 0.0222 | 31.706 | 4261361.068 | 0.0163 | 25.5 | 4066892.9 | 0.0165 | 27.9 | 4477086.9 | 55.4 | Dry Low NOx Burners<br>Selective Catalytic Reduction | Existing SCR | 0.0163 | 0.0163 | 25.5 |  |  | 25.5
MS | Southaven Combined Cycle | 55269 | AA-003 | DeSoto | 2003-05-03 | 2000 | 179.3 | 34.9939 | -90.039 | ARP, CAIRNOX, CAIROS, CAIRSO2, TRNOXOS | Combined cycle | Pipeline Natural Gas |  | Dry Low NOx Burners<br>Selective Catalytic Reduction | Electric Utility |  | 0.0493 | 8.133 | 628303.9 | 0.0482 | 14.714 | 1084622.825 | 0.0358 | 25.642 | 2276879.125 | 0.0287 | 21.743 | 2438914.125 | 0.0288 | 25.426 | 2727843.5 | 0.0322 | 21.971 | 2218822.72 | 0.0634 | 75.203 | 3158784.572 | 0.0348 | 48.553 | 4283066.088 | 0.0181 | 26.9 | 4074186.8 | 0.0164 | 24.4 | 3903719 | 55.5 | Dry Low NOx Burners<br>Selective Catalytic Reduction | Existing SCR | 0.0164 | 0.0164 | 24.4 |  |  | 24.4
MS | Sweatt Electric Generating Plant | 2048 | 1 | Lauderdale | 1951-05-30 | 626 | 46 | 32.2925 | -88.7461 | ARP | Dry bottom wall-fired boiler | Pipeline Natural Gas |  |  | Electric Utility | Electric Services |  |  |  | 0.0761 | 0.211 | 3868.5 | 0.1175 | 4.129 | 65617.561 | 0.1112 | 1.041 | 15459.609 | 0.124 | 8.29 | 122628.1 | 0.1482 | 2.275 | 27746.096 |  |  |  | 0.1349 | 1.825 | 22500.25 | 0.1359 | 2.7 | 36679.3 |  |  |  | 1.6 |  | Low Ozone Season Rate | 0.0761 | 0.0761 | 1.5 |  |  | 1.5
MS | Sweatt Electric Generating Plant | 2048 | 2 | Lauderdale | 1953-06-29 | 626 | 49 | 32.2925 | -88.7461 | ARP | Dry bottom wall-fired boiler | Pipeline Natural Gas |  |  | Electric Utility | Electric Services |  |  |  | 0.0643 | 0.382 | 9980.475 | 0.1118 | 2.456 | 37196.664 | 0.1092 | 0.867 | 12720.516 | 0.1245 | 8.384 | 122491.025 | 0.1532 | 1.194 | 14496.904 |  |  |  | 0.1362 | 1.786 | 21834.425 | 0.1377 | 2.6 | 36480.9 | 0.1386 | 0.7 | 9356 | 1.6 |  | Low Ozone Season Rate | 0.0643 | 0.0643 | 1.2 |  |  | 1.2
MS | Sweatt Electric Generating Plant | 2048 | CTA | Lauderdale | 1971-06-17 | 262 | 41.9 | 32.2925 | -88.7461 | CAIRNOX, CAIROS, CAIRSO2, TRNOXOS | Combustion turbine | Pipeline Natural Gas |  |  | Electric Utility | [16 empty] | 0.194 | 0.282 | 2906.986 | 0.194 | 0.016 | 168.969 | 0.194 | 0.419 | 4324.168 | 0.194 | 0 | 401 | 0.194 | 0.8 | 8413.6 | 0 | None Reported | Water Injection | 0.194 | 0.1164 | 0 |  |  | 0
MS | Sweatt Electric Generating Plant | 2048 | CTB | Lauderdale | 1971-06-17 | 262 | 41.9 | 32.2925 | -88.7461 | CAIRNOX, CAIROS, CAIRSO2, TRNOXOS | Combustion turbine | Pipeline Natural Gas |  |  | Electric Utility | [16 empty] | 0.177 | 0.246 | 2774.763 | 0.177 | 0.014 | 161.424 | 0.177 | 0.381 | 4304.45 | 0.177 | 0 | 400.7 | 0.177 | 0.8 | 8537 | 0 | None Reported | Water Injection | 0.177 | 0.1062 | 0 |  |  | 0
MS | Sylvarena Generating Plant | 7989 | 1 | Smith | 2003-04-18 | 550 | 47 | 31.9842 | -89.4131 | ARP, CAIRNOX, CAIROS, CAIRSO2, TRNOXOS | Combustion turbine | Pipeline Natural Gas |  | Water Injection | Electric Utility |  |  |  |  | 0.0868 | 7.244 | 180276.449 | 0.1087 | 11.995 | 250340.531 | 0.1026 | 9.519 | 201565.505 | 0.1004 | 12.615 | 278051.432 | 0.0977 | 5.348 | 122469.723 | 0.0897 | 8.909 | 207286.97 | 0.093 | 7.861 | 176933.504 | 0.077 | 9.8 | 270019.6 | 0.0852 | 1.4 | 39719.1 | 13.4 | Water Injection | Low Ozone Season Rate | 0.077 | 0.077 | 9.8 |  |  | 9.8
MS | Sylvarena Generating Plant | 7989 | 2 | Smith | 2003-04-28 | 550 | 47 | 31.9842 | -89.4131 | ARP, CAIRNOX, CAIROS, CAIRSO2, TRNOXOS | Combustion turbine | Pipeline Natural Gas |  | Water Injection | Electric Utility |  | 0.534 | 1.175 | 5038.581 | 0.0821 | 10.529 | 280717.051 | 0.0885 | 17.296 | 434085.177 | 0.1209 | 18.623 | 336176.815 | 0.0996 | 12.742 | 284399.137 | 0.1029 | 7.08 | 157756.443 | 0.0978 | 9.499 | 210222.415 | 0.0955 | 10.977 | 253604.119 | 0.0711 | 4.4 | 131286.3 | 0.0926 | 5.2 | 124828.1 | 6.5 | Water Injection | Low Ozone Season Rate | 0.0711 | 0.0711 | 4.4 |  |  | 4.4
MS | Sylvarena Generating Plant | 7989 | 3 | Smith | 2003-04-26 | 550 | 47 | 31.9842 | -89.4131 | ARP, CAIRNOX, CAIROS, CAIRSO2, TRNOXOS | Combustion turbine | Pipeline Natural Gas |  | Water Injection | Electric Utility |  |  |  |  | 0.0842 | 9.918 | 259335.736 | 0.112 | 21.237 | 420142.558 | 0.1177 | 18.249 | 340423.1 | 0.089 | 17.926 | 428744.686 | 0.0975 | 5.52 | 125413.015 | 0.0922 | 12.117 | 275187.881 | 0.0819 | 9.457 | 241803.903 | 0.0828 | 8.6 | 215297.4 | 0.0917 | 5.4 | 133737.1 | 10.7 | Water Injection | Low Ozone Season Rate | 0.0819 | 0.0819 | 8.5 |  |  | 8.5
MS | Warren Peaking Power Facility | 55303 | AA-001 | Warren | 2001-07-01 | 959.8 | 93.3 | 32.2831 | -90.9306 | ARP, CAIRNOX | Combustion turbine | Pipeline Natural Gas |  | Dry Low NOx Burners | Electric Utility |  | 0.0359 | 0.156 | 9896.375 |  |  |  | 0.0421 | 0.288 | 14903.275 |  |  |  | 0.0265 | 0.122 | 8989.95 | 0.0323 | 0.059 | 4587 | [12 empty] | 0 | Dry Low NOx Burners | Low Ozone Season Rate | 0.0265 | 0.0265 | 0 |  |  | 0
MS | Warren Peaking Power Facility | 55303 | AA-002 | Warren | 2001-07-09 | 959.8 | 93.3 | 32.2831 | -90.9306 | ARP, CAIRNOX | Combustion turbine | Pipeline Natural Gas |  | Dry Low NOx Burners | Electric Utility |  | 0.0346 | 0.115 | 8071.725 |  |  |  | 0.0366 | 0.171 | 10787.1 |  |  |  | 0.0419 | 0.177 | 11743.3 | 0.033 | 0.044 | 4124.1 | [12 empty] | 0 | Dry Low NOx Burners | Low Ozone Season Rate | 0.033 | 0.033 | 0 |  |  | 0
MS | Warren Peaking Power Facility | 55303 | AA-003 | Warren | 2001-07-19 | 959.8 | 93.3 | 32.2831 | -90.9306 | ARP, CAIRNOX | Combustion turbine | Pipeline Natural Gas |  | Dry Low NOx Burners | Electric Utility |  | 0.0342 | 0.144 | 8756.825 |  |  |  | 0.0407 | 0.217 | 12043.175 |  |  |  | 0.0469 | 0.266 | 13880.625 | 0.0275 | 0.045 | 3293.35 | [12 empty] | 0 | Dry Low NOx Burners | Low Ozone Season Rate | 0.0275 | 0.0275 | 0 |  |  | 0
MS | Warren Peaking Power Facility | 55303 | AA-004 | Warren | 2001-07-19 | 959.8 | 93.3 | 32.2831 | -90.9306 | ARP, CAIRNOX | Combustion turbine | Pipeline Natural Gas |  | Dry Low NOx Burners | Electric Utility |  | 0.1041 | 0.236 | 13506.075 |  |  |  | 0.0377 | 0.153 | 9123.8 | 0.062 | 1.621 | 56849.075 | 0.0425 | 0.185 | 10977.275 | 0.0282 | 0.062 | 4822.9 | [12 empty] | 0 | Dry Low NOx Burners | Low Ozone Season Rate | 0.0282 | 0.0282 | 0 |  |  | 0
MS | Watson Electric Generating Plant | 2049 | 1 | Harrison | 1957-06-23 | 863 | 93.8 | 30.4408 | -89.0265 | ARP | Tangentially-fired | Pipeline Natural Gas | Diesel Oil |  | Electric Utility | Electric Services |  |  |  | 0.1135 | 2.617 | 36803.375 | 0.1349 | 6.075 | 78896.175 | 0.2025 | 5.201 | 51125.9 | 0.1446 | 9.088 | 121267.7 | 0.1413 | 3.757 | 48787.125 |  |  |  | 0.026 | 0.001 | 108.5 | 0.1331 | 5.1 | 70324.2 | 0.1216 | 2.9 | 42688.5 | 2.2 |  | Low Ozone Season Rate | 0.026 | 0.026 | 1 |  |  | 1
MS | Watson Electric Generating Plant | 2049 | 2 | Harrison | 1960-04-22 | 938 | 93.8 | 30.4408 | -89.0265 | ARP | Tangentially-fired | Pipeline Natural Gas | Diesel Oil |  | Electric Utility | Electric Services |  |  |  | 0.1254 | 3.82 | 53388.6 | 0.1281 | 8.34 | 110043.825 | 0.1247 | 4.568 | 63414.85 | 0.1196 | 7.699 | 125883.425 | 0.1543 | 4.924 | 61583.55 |  |  |  | 0.028 | 0.131 | 9342.275 | 0.1076 | 2 | 28994.1 | 0.1242 | 8.4 | 118659 | 0.8 |  | Low Ozone Season Rate | 0.028 | 0.028 | 0.5 |  |  | 0.5
MS | Watson Electric Generating Plant | 2049 | 3 | Harrison | 1962-06-06 | 1119 | 108.8 | 30.4408 | -89.0265 | ARP | Tangentially-fired | Pipeline Natural Gas | Diesel Oil |  | Electric Utility | Electric Services | 0.1066 | 29.112 | 523917.5 | 0.1057 | 15.955 | 278106.35 | 0.112 | 14.624 | 240615.8 | 0.1136 | 6.192 | 96948.075 | 0.1074 | 6.745 | 119635.9 | 0.1034 | 3.514 | 59545.975 | [6 empty] | 0.1092 | 8.1 | 137730.9 | 0.1146 | 31.4 | 523720 | 3.4 |  | New SNCR | 0.1034 | 0.06204 | 4.6 |  |  | 4.6
MS | Watson Electric Generating Plant | 2049 | 4 | Harrison | 1968-07-20 | 2526 | 299.2 | 30.4408 | -89.0265 | ARP | Dry bottom wall-fired boiler | Coal | Pipeline Natural Gas | Low NOx Burner Technology (Dry Bottom only) | Electric Utility | Electric Services | 0.4437 | 1861.708 | 8224078.1 | 0.4792 | 1892.654 | 7629477.325 | 0.4537 | 1540.056 | 6767243.45 | 0.5633 | 2127.133 | 7345131.1 | 0.5131 | 2023.993 | 7631097.05 | 0.5824 | 2184.475 | 7416528.15 | 0.2964 | 1007.526 | 6591444.775 | 0.2787 | 564.482 | 3734365.225 | 0.3459 | 922.1 | 5106255.3 | 0.2962 | 339.5 | 2044044.4 | 55.1 |  | New SCR | 0.2787 | 0.06 | 159.9 |  |  | 159.9
MS | Watson Electric Generating Plant | 2049 | 5 | Harrison | 1973-05-31 | 5095 | 578 | 30.4408 | -89.0265 | ARP | Dry bottom wall-fired boiler | Coal | Pipeline Natural Gas | Low NOx Burner Technology (Dry Bottom only) | Electric Utility | Electric Services | 0.586 | 5139.726 | 16700000 | 0.5349 | 4463.944 | 15400000 | 0.5788 | 3456.893 | 11400000 | 0.6437 | 5402.68 | 16400000 | 0.686 | 5514.101 | 15600000 | 0.4447 | 3646.06 | 16200000 | 0.3662 | 1874.494 | 9851697.9 | 0.3672 | 2393.005 | 12600000 | 0.3825 | 2285.4 | 11500000 | 0.3624 | 1828.8 | 9913818.6 | 61.2 |  | New SCR | 0.3624 | 0.06 | 358.5 |  |  | 358.5
MS | Watson Electric Generating Plant | 2049 | CTA | Harrison | 1970-06-23 | 262 | 41.9 | 30.4408 | -89.0265 | CAIRNOX, CAIROS, CAIRSO2, TRNOXOS | Combustion turbine | Pipeline Natural Gas |  |  | Electric Utility | [16 empty] | 0.463 | 0.386 | 1485.06 | 0.3591 | 0.215 | 1228.361 | 0.336 | 0.137 | 813.52 | 0.336 | 0.1 | 777.8 | 0.336 | 0.1 | 748.2 | 0.1 | None Reported | Water Injection | 0.336 | 0.2016 | 0.1 |  |  | 0.1
MS | Watson Electric Generating Plant | 2049 | CTB | Harrison | 1970-06-23 | 262 | 41.9 | 30.4408 | -89.0265 | CAIRNOX, CAIROS, CAIRSO2, TRNOXOS | Combustion turbine | Pipeline Natural Gas |  |  | Electric Utility | [16 empty] | 0.212 | 0.157 | 1482.473 | 0.2422 | 0.144 | 1287.689 | 0.212 | 0.093 | 875.815 | 0.212 | 0.1 | 816 | 0.212 | 0.1 | 768.5 | 0.1 | None Reported | Water Injection | 0.212 | 0.1272 | 0.1 |  |  | 0.1
MT | Colstrip | 6076 | 1 | Rosebud | 1975-11-15 | 3390 | 358 | 45.8831 | -106.614 | ARP | Tangentially-fired | Coal |  | Low NOx Burner Technology w/ Closed-coupled OFA<br>Overfire Air | Electric Utility | Electric Services | 0.3741 | 1755.507 | 9372392.098 | 0.3267 | 2111.484 | 12900000 | 0.3668 | 2287.87 | 12400000 | 0.2877 | 1302.482 | 9167124.441 | 0.2902 | 1832.488 | 12600000 | 0.3046 | 1603.336 | 10400000 | 0.2872 | 1265.857 | 8763016.799 | 0.3104 | 1569.221 | 10200000 | 0.3298 | 1230.6 | 7540405.4 | 0.3153 | 735.6 | 4441913.6 | 60.6 |  | New SCR | 0.2872 | 0.06 | 223.9 |  |  | 223.9
MT | Colstrip | 6076 | 2 | Rosebud | 1976-08-20 | 3390 | 358 | 45.8831 | -106.614 | ARP | Tangentially-fired | Coal |  | Low NOx Burner Technology w/ Closed-coupled OFA<br>Overfire Air | Electric Utility | Electric Services | 0.3973 | 2333.76 | 11600000 | 0.3883 | 2300.854 | 11700000 | 0.3707 | 1732.647 | 9210030.055 | 0.2632 | 1593.822 | 12200000 | 0.3047 | 1785.271 | 11700000 | 0.3291 | 1137.91 | 6835525.437 | 0.2986 | 1679.73 | 11300000 | 0.3175 | 1619.09 | 10300000 | 0.3285 | 1200.3 | 7315160.7 | 0.3228 | 760.4 | 4683893.3 | 58.8 |  | New SCR | 0.2632 | 0.06 | 219.2 |  |  | 219.2
MT | Colstrip | 6076 | 3 | Rosebud | 1984-01-10 | 7600 | 778 | 45.8831 | -106.614 | ARP | Tangentially-fired | Coal |  | Overfire Air | Electric Utility | Electric Services | 0.4086 | 5447.167 | 26300000 | 0.376 | 3993.728 | 19900000 | 0.4167 | 5862.207 | 28000000 | 0.393 | 5305.74 | 26600000 | 0.1931 | 2063.783 | 21100000 | 0.1711 | 2201.126 | 25900000 | 0.1642 | 2152.816 | 26200000 | 0.1657 | 2035.111 | 24400000 | 0.1585 | 1175.7 | 14200000 | 0.1647 | 1453.8 | 17500000 | 50.9 |  | New SCR | 0.1585 | 0.06 | 445.1 |  |  | 445.1
MT | Colstrip | 6076 | 4 | Rosebud | 1986-04-01 | 8900 | 778 | 45.8831 | -106.614 | ARP | Tangentially-fired | Coal |  | Overfire Air | Electric Utility | Electric Services | 0.3789 | 4907.184 | 25600000 | 0.3826 | 4148.519 | 21100000 | 0.3984 | 5691.896 | 28400000 | 0.3599 | 3696.444 | 19400000 | 0.4053 | 6051.343 | 29700000 | 0.3207 | 4170.998 | 25300000 |  |  |  | 0.1703 | 2163.213 | 25500000 | 0.1794 | 2083.3 | 23800000 | 0.1691 | 1716.2 | 20200000 | 72.9 |  | New SCR | 0.1691 | 0.06 | 696.8 |  |  | 696.8
MT | Culbertson Station | 56606 | CT01 | Roosevelt | 2010-06-18 | 786.5 | 91 | 48.1238 | -104.2329 | ARP | Combustion turbine | Pipeline Natural Gas |  | Water Injection | Electric Utility | [25 empty] | 0.0915 | 15.7 | 345634.8 | 0.0909 | 10.9 | 243436.3 | 12 | Water Injection | Low Ozone Season Rate | 0.0909 | 0.0909 | 15.6 |  |  | 15.6
MT | Glendive Generating Station | 2176 | GT-2 | Dawson | 2003-06-01 | 420.8 | 43 | 47.0539 | -104.74 | ARP | Combustion turbine | Pipeline Natural Gas | Diesel Oil |  | Electric Utility |  |  |  |  | 0.1337 | 1.498 | 20733.175 | 0.1009 | 1.825 | 37234.064 | 0.0988 | 1.012 | 20183.915 | 0.1005 | 1.144 | 22518.739 | 0.1254 | 1.472 | 19862.873 | 0.1095 | 0.17 | 3314.967 | 0.0962 | 1.831 | 37428.247 | 0.0785 | 4.2 | 111864.5 | 0.0723 | 2.8 | 82554.9 | 7.2 |  | Low Ozone Season Rate | 0.0723 | 0.0723 | 3.8 |  |  | 3.8
MT | Hardin Generating Station | 55749 | U1 | Big Horn | 2006-04-14 | 1405 | 115.7 | 45.7578 | -107.6 | ARP | Dry bottom wall-fired boiler | Coal |  | Low NOx Burner Technology (Dry Bottom only)<br>Selective Catalytic Reduction | Electric Utility | Electric Services | [9 empty] | 0.0684 | 99.471 | 2892946.023 | 0.6311 | 1453.3 | 4088740.714 | 0.0918 | 138.262 | 3009775.91 | 0.0847 | 179.39 | 4197779.456 | 0.0846 | 165.61 | 3848309.944 | 0.0795 | 97 | 2377381.4 | 0.0753 | 49.3 | 1249409.8 | 46.1 | SCR | Existing SCR | 0.0684 | 0.0684 | 83.4 |  |  | 83.4
MT | J E Corette | 2187 | 2 | Yellowstone | 1968-09-27 | 2200 | 172.8 | 45.7747 | -108.4803 | ARP | Tangentially-fired | Coal |  | Low NOx Burner Technology w/ Closed-coupled OFA | Electric Utility | Electric Services | 0.2891 | 905.814 | 6167920.52 | 0.2768 | 706.032 | 5038420.265 | 0.2495 | 543.96 | 4341834.64 | 0.2555 | 781.493 | 6085220.119 | 0.2427 | 794.344 | 6512017.023 | 0.2964 | 627.895 | 4200863.486 | 0.2625 | 640.134 | 4845642.856 | 0.28 | 543.586 | 3812720.286 | 0.2688 | 455.2 | 3382723 | 0.2821 | 415.8 | 2950459 | 41.9 |  | New SCR | 0.2427 | 0.06 | 101.6 |  |  | 101.6
MT | Lewis & Clark | 6089 | B1 | Richland | 1958-09-01 | 1053 | 50 | 47.6788 | -104.1569 | ARP | Tangentially-fired | Coal | Pipeline Natural Gas | Low NOx Burner Technology w/ Closed-coupled OFA | Electric Utility | Electric Services | 0.3631 | 399.464 | 2177307.902 | 0.3675 | 376.876 | 2017697.441 | 0.3827 | 335.61 | 1714397.716 | 0.3827 | 389.029 | 2022052.743 | 0.3802 | 392.601 | 2054801.995 | 0.381 | 319.588 | 1667910.188 | 0.3999 | 324.981 | 1622281.493 | 0.3785 | 302.417 | 1592168.663 | 0.3683 | 312.8 | 1688980.2 | 0.3788 | 229 | 1193160.6 | 43.7 |  | New SCR | 0.3631 | 0.06 | 51 |  |  | 51
MT | Mill Creek Generating Station | 56908 | 1A | Deer Lodge | 2010-08-31 | 296.4 | 50 | 46.1066 | -112.8755 | ARP | Combustion turbine | Pipeline Natural Gas | Diesel Oil | Water Injection<br>Selective Catalytic Reduction | Electric Utility | [25 empty] | 0.0271 | 3.9 | 336756.1 | 0.0202 | 5.3 | 528213 | 30.9 | Water Injection<br>Selective Catalytic Reduction | Existing SCR | 0.0202 | 0.0202 | 2.9 |  |  | 2.9
MT | Mill Creek Generating Station | 56908 | 1B | Deer Lodge | 2010-08-31 | 296.4 | 50 | 46.1066 | -112.8755 | ARP | Combustion turbine | Pipeline Natural Gas | Diesel Oil | Water Injection<br>Selective Catalytic Reduction | Electric Utility | [25 empty] | 0.0271 | 3.7 | 305595 | 0.0206 | 6.4 | 623243.7 | 28.1 | Water Injection<br>Selective Catalytic Reduction | Existing SCR | 0.0206 | 0.0206 | 2.8 |  |  | 2.8
MT | Mill Creek Generating Station | 56908 | 2A | Deer Lodge | 2010-09-07 | 296.4 | 50 | 46.1066 | -112.8755 | ARP | Combustion turbine | Pipeline Natural Gas | Diesel Oil | Water Injection<br>Selective Catalytic Reduction | Electric Utility | [25 empty] | 0.0263 | 3.8 | 340286.1 |  |  |  | 31.3 | Water Injection<br>Selective Catalytic Reduction | Existing SCR | 0.0263 | 0.0263 | 3.8 |  |  | 3.8
MT | Mill Creek Generating Station | 56908 | 2B | Deer Lodge | 2010-09-07 | 296.4 | 50 | 46.1066 | -112.8755 | ARP | Combustion turbine | Pipeline Natural Gas | Diesel Oil | Water Injection<br>Selective Catalytic Reduction | Electric Utility | [25 empty] | 0.027 | 3.7 | 316642.1 | 0.0248 | 1.3 | 123830 | 29.1 | Water Injection<br>Selective Catalytic Reduction | Existing SCR | 0.0248 | 0.0248 | 3.4 |  |  | 3.4
MT | Mill Creek Generating Station | 56908 | 3A | Deer Lodge | 2010-10-04 | 296.4 | 50 | 46.1066 | -112.8755 | ARP | Combustion turbine | Pipeline Natural Gas | Diesel Oil | Water Injection<br>Selective Catalytic Reduction | Electric Utility | [25 empty] | 0.0311 | 3.7 | 273219.8 | 0.0247 | 6.3 | 504741.7 | 25.1 | Water Injection<br>Selective Catalytic Reduction | Existing SCR | 0.0247 | 0.0247 | 2.9 |  |  | 2.9
MT | Mill Creek Generating Station | 56908 | 3B | Deer Lodge | 2010-10-04 | 296.4 | 50 | 46.1066 | -112.8755 | ARP | Combustion turbine | Pipeline Natural Gas | Diesel Oil | Water Injection<br>Selective Catalytic Reduction | Electric Utility | [25 empty] | 0.0297 | 3.5 | 259820 | 0.0247 | 8 | 639848.2 | 23.9 | Water Injection<br>Selective Catalytic Reduction | Existing SCR | 0.0247 | 0.0247 | 2.9 |  |  | 2.9
NC | Asheville | 2706 | 1 | Buncombe | 1964-05-25 | 2596 | 206.6 | 35.4714 | -82.5431 | ARP | Dry bottom wall-fired boiler | Coal | Diesel Oil | Low NOx Burner Technology (Dry Bottom only)<br>Selective Non-catalytic Reduction | Electric Utility | Electric Services | 0.351 | 879.651 | 5173934.2 | 0.3393 | 660.114 | 3958245.2 | 0.3653 | 842.321 | 4628197.7 | 0.4212 | 1167.772 | 5535796.05 | 0.1293 | 317.229 | 5078076.5 | 0.0673 | 165.27 | 5228751.9 | 0.0455 | 109.76 | 4855422.4 | 0.0906 | 247.107 | 5361303.45 | 0.0795 | 160.3 | 4131055.4 | 0.0887 | 193.5 | 4382314.5 | 43.3 |  | Low Ozone Season Rate | 0.0455 | 0.0455 | 91.8 |  |  | 91.8
NC | Asheville | 2706 | 2 | Buncombe | 1971-05-02 | 2326 | 207 | 35.4714 | -82.5431 | ARP | Dry bottom wall-fired boiler | Coal | Diesel Oil | Low NOx Burner Technology (Dry Bottom only)<br>Overfire Air<br>Selective Non-catalytic Reduction | Electric Utility | Electric Services | 0.346 | 876.866 | 5187198.3 | 0.348 | 618.405 | 3673103.05 | 0.3237 | 905.854 | 5653408.65 | 0.1533 | 319.45 | 4624251.125 | 0.0657 | 165.167 | 5026572.525 | 0.0612 | 122.333 | 3897173.725 | 0.0613 | 132.126 | 4142360.625 | 0.0681 | 169.612 | 5016090.925 | 0.1425 | 263.7 | 3645151.3 | 0.0911 | 198.7 | 4403385.4 | 42.7 | SCR | Existing SCR | 0.0612 | 0.0612 | 113.2 |  |  | 113.2
NC | Asheville | 2706 | 3 | Buncombe | 1999-05-18 | 2026 | 211.7 | 35.4714 | -82.5431 | ARP, CAIRNOX, CAIROS, CAIRSO2, TRNOX, TRNOXOS, TRSO2G1 | Combustion turbine | Pipeline Natural Gas | Diesel Oil | Water Injection | Electric Utility |  | 0.0944 | 21.278 | 443108.25 | 0.0797 | 18.26 | 457821.6 | 0.0901 | 29.086 | 629028.425 | 0.0919 | 19.371 | 420785.15 | 0.0811 | 31.015 | 765219 | 0.0823 | 30.944 | 742544.65 | 0.0916 | 3.392 | 72826.05 | 0.0962 | 16.241 | 327024.725 | 0.1011 | 11.8 | 221442.5 | 0.1208 | 56.2 | 890439.8 | 3 | Water Injection | Low Ozone Season Rate | 0.0797 | 0.0797 | 9.3 |  |  | 9.3
NC | Asheville | 2706 | 4 | Buncombe | 2000-02-03 | 2026 | 211.8 | 35.4714 | -82.5431 | ARP, CAIRNOX, CAIROS, CAIRSO2, TRNOX, TRNOXOS, TRSO2G1 | Combustion turbine | Pipeline Natural Gas | Diesel Oil | Water Injection | Electric Utility |  | 0.1326 | 19.277 | 288926.25 | 0.0859 | 15.884 | 329413.025 | 0.0838 | 21.577 | 512099.775 | 0.0841 | 24.378 | 582681.9 | 0.0848 | 45.878 | 1068050.65 | 0.0864 | 34.724 | 793494.4 | 0.108 | 3.883 | 71668.625 | 0.0993 | 18.05 | 355904.375 | 0.1018 | 10.8 | 202062.4 | 0.1186 | 37.8 | 614124 | 2.7 | Water Injection | Low Ozone Season Rate | 0.0838 | 0.0838 | 8.9 |  |  | 8.9
NC | Belews Creek | 8042 | 1 | Stokes | 1974-08-05 | 12253 | 1080.1 | 36.2811 | -80.0603 | ARP | Cell burner boiler | Coal | Diesel Oil | Low NOx Cell Burner<br>Overfire Air<br>Selective Catalytic Reduction (Began Jun 12, 2003) | Electric Utility | Electric Services | 0.3653 | 3227.599 | 16400000 | 0.1055 | 878.001 | 17200000 | 0.0757 | 1124.724 | 30800000 | 0.0815 | 1264.231 | 32400000 | 0.028 | 432.513 | 31800000 | 0.0432 | 735.801 | 37500000 | 0.0406 | 480.716 | 27900000 | 0.0488 | 742.17 | 33000000 | 0.0524 | 841 | 32900000 | 0.0802 | 1244.4 | 31900000 | 73.1 | SCR | Existing SCR | 0.028 | 0.028 | 449.4 |  |  | 449.4
NC | Belews Creek | 8042 | 2 | Stokes | 1975-12-13 | 12632 | 1080.1 | 36.2811 | -80.0603 | ARP | Cell burner boiler | Coal | Diesel Oil | Low NOx Cell Burner<br>Overfire Air<br>Selective Catalytic Reduction (Began Dec 28, 2003) | Electric Utility | Electric Services | 0.5985 | 9733.145 | 32000000 | 0.1359 | 1426.774 | 22400000 | 0.0647 | 943.708 | 32900000 | 0.0558 | 791.046 | 31500000 | 0.055 | 810.105 | 31200000 | 0.0435 | 571.956 | 33200000 | 0.0382 | 472.665 | 29900000 | 0.0588 | 664.052 | 28000000 | 0.0533 | 823.4 | 33200000 | 0.0693 | 1038.4 | 30000000 | 71.7 | SCR | Existing SCR | 0.0382 | 0.0382 | 590.1 |  |  | 590.1
NC | Buck | 2720 | 5 | Rowan | 1941-07-01 | 802 | 125 | 35.7133 | -80.3767 | ARP | Tangentially-fired | Coal | Diesel Oil |  | Electric Utility | Electric Services | 0.3945 | 145.814 | 692861.751 | 0.3408 | 42.02 | 211317.213 | 0.3848 | 118.002 | 583195.335 | 0.3739 | 115.129 | 572880.24 | 0.2274 | 73.21 | 613628.13 | 0.2311 | 50.878 | 411132.574 | 0.2186 | 2.096 | 18506.289 | 0.2171 | 39.431 | 324180.373 | [6 empty] | 0 |  | New SNCR | 0.2171 | 0.13026 | 0 | Shutdown | Gas Combined Cycle Replacement/No operation 2011 | 0 | 0
NC | Buck | 2720 | 6 | Rowan | 1941-07-01 | 655 | 125 | 35.7133 | -80.3767 | ARP | Tangentially-fired | Coal | Diesel Oil |  | Electric Utility | Electric Services | 0.4094 | 148.215 | 673817.786 | 0.3549 | 39.903 | 187939.245 | 0.3827 | 127.493 | 616303.522 | 0.3882 | 131.453 | 642975.85 | 0.2376 | 78.636 | 612480.929 | 0.2354 | 54.746 | 413136.133 | 0.143 | 0.535 | 5674.796 | 0.2262 | 46.214 | 395483.88 | [6 empty] | 0 |  | New SNCR | 0.143 | 0.0858 | 0 | Shutdown | Gas Combined Cycle Replacement/No operation 2011 | 0 | 0
NC | Buck | 2720 | 7 | Rowan | 1942-09-10 | 788 | 40 | 35.7133 | -80.3767 | ARP | Tangentially-fired | Coal | Diesel Oil |  | Electric Utility | Electric Services | 0.4282 | 191.093 | 868673.74 | 0.3901 | 108.422 | 523534.164 | 0.3927 | 160.783 | 792470.109 | 0.3902 | 150.899 | 755108.819 | 0.2447 | 83.445 | 648591.188 | 0.2743 | 92.31 | 633162.327 | 0.3228 | 2.741 | 13989.815 | 0.3034 | 68.713 | 432725.559 | [6 empty] | 0 |  | New SNCR | 0.2447 | 0.14682 | 0 | Shutdown | Gas Combined Cycle Replacement/No operation 2011 | 0 | 0
NC | Buck | 2720 | 8 | Rowan | 1953-09-03 | 1624 | 125 | 35.7133 | -80.3767 | ARP | Tangentially-fired | Coal | Diesel Oil | Low NOx Burner Technology w/ Closed-coupled/Separated OFA | Electric Utility | Electric Services | 0.217 | 348.442 | 3297622.363 | 0.1989 | 233.083 | 2339641.802 | 0.1932 | 326.414 | 3279694.304 | 0.1953 | 303.038 | 3060768.497 | 0.1521 | 246.181 | 3170859.962 | 0.1547 | 230.722 | 2909642.723 | 0.1711 | 62.888 | 787420.198 | 0.1748 | 251.607 | 2843902.806 | 0.1799 | 203.8 | 2233735.7 | 0.174 | 87.9 | 1001249.5 | 37.5 | SNCR | Existing SNCR | 0.1521 | 0.1521 | 172.3 | Shutdown | Gas Combined Cycle Replacement | 10.6 | 193.2
NC | Buck | 2720 | 9 | Rowan | 1953-12-03 | 1637 | 125 | 35.7133 | -80.3767 | ARP | Tangentially-fired | Coal | Diesel Oil | Low NOx Burner Technology w/ Closed-coupled/Separated OFA | Electric Utility | Electric Services | 0.2204 | 366.525 | 3465471.089 | 0.199 | 275.922 | 2791154.432 | 0.191 | 334.87 | 3443191.872 | 0.1897 | 276.801 | 2868192.733 | 0.1546 | 241.404 | 3067798.103 | 0.1669 | 255.226 | 3010707.804 | 0.1655 | 104.353 | 1305591.811 | 0.1807 | 287.162 | 3160881.959 | 0.1951 | 232 | 2351638 | 0.1751 | 43.9 | 493875.9 | 39.1 | SNCR | Existing SNCR | 0.1546 | 0.1546 | 183.8 | Shutdown | Gas Combined Cycle Replacement | 11.2 | 220.8
NC | Buck | 2720 | 11C | Rowan | 2011-09-27 | 2604.1 | 185.3 | 35.7133 | -80.3767 | ARP, CAIRNOX, CAIROS, CAIRSO2, TRNOX, TRNOXOS, TRSO2G1 | Combined cycle | Pipeline Natural Gas |  | Dry Low NOx Burners<br>Selective Catalytic Reduction | Electric Utility | [28 empty] | 0.0106 | 27.5 | 6291596.3 | 0 | Dry Low NOx Burners<br>Selective Catalytic Reduction | Existing SCR | 0.0106 | 0.0106 | 0 |  |  | 0
NC | Buck | 2720 | 12C | Rowan | 2011-10-06 | 2604.1 | 185.3 | 35.7133 | -80.3767 | ARP, CAIRNOX, CAIROS, CAIRSO2, TRNOX, TRNOXOS, TRSO2G1 | Combined cycle | Pipeline Natural Gas |  | Dry Low NOx Burners<br>Selective Catalytic Reduction | Electric Utility | [28 empty] | 0.0096 | 28.1 | 6614126 | 0 | Dry Low NOx Burners<br>Selective Catalytic Reduction | Existing SCR | 0.0096 | 0.0096 | 0 |  |  | 0
NC | Buck | 2720 | 7C | Rowan | 1970-07-29 | 754 | 34.8 | 35.7133 | -80.3767 | CAIRNOX, CAIROS, CAIRSO2 | Combustion turbine | Pipeline Natural Gas | Diesel Oil |  | Electric Utility |  |  |  |  | 0.9222 | 1.902 | 4033.9 | 0.9222 | 4.106 | 9123.4 | 0.7 | 3.782 | 10804.8 | 0.7 | 9.807 | 28018.5 | 0.7001 | 1.507 | 4305.4 |  |  |  | 0.7 | 0.066 | 188.5 | 0.7001 | 3.1 | 8769 |  |  |  | 0.3 | None Reported | Water Injection | 0.7 | 0.42 | 1.8 |  |  | 1.8
NC | Buck | 2720 | 8C | Rowan | 1970-07-06 | 754 | 34.8 | 35.7133 | -80.3767 | CAIRNOX, CAIROS, CAIRSO2 | Combustion turbine | Pipeline Natural Gas | Diesel Oil |  | Electric Utility |  |  |  |  | 0.8874 | 1.398 | 3287.4 | 0.7556 | 2.915 | 7834.1 | 0.7 | 3.668 | 10480.6 | 0.7 | 9.936 | 28388.1 | 0.7 | 0.377 | 1078.2 | [6 empty] | 0.7001 | 4.1 | 11679.5 |  |  |  | 0.4 | None Reported | Water Injection | 0.7 | 0.42 | 2.5 |  |  | 2.5
NC | Buck | 2720 | 9C | Rowan | 1970-07-06 | 754 | 34.8 | 35.7133 | -80.3767 | CAIRNOX, CAIROS, CAIRSO2 | Combustion turbine | Pipeline Natural Gas | Diesel Oil |  | Electric Utility |  |  |  |  | 0.8999 | 1.165 | 2887.8 | 0.8875 | 3.397 | 7713.4 | 0.7002 | 1.644 | 4697.4 | 0.76 | 4.923 | 12825.6 | 0.7 | 0.306 | 874.6 | [12 empty] | 0 | None Reported | Water Injection | 0.7 | 0.42 | 0 |  |  | 0
NC | Butler-Warner Generation Plant | 1016 | GT-1 | Cumberland | 1976-12-01 | 341.1 | 28.8 | 35.0986 | -78.8294 | CAIRNOX, CAIROS, CAIRSO2, TRNOX, TRNOXOS, TRSO2G1 | Combined cycle | Pipeline Natural Gas | Diesel Oil | Water Injection | Electric Utility |  |  |  |  | 0.3192 | 18.025 | 112966.9 | 0.3191 | 35.705 | 223799.4 | 0.319 | 19.083 | 119653.6 | 0.3191 | 27.024 | 169413.2 | 0.3191 | 4.178 | 26190.4 |  |  |  | 0.1481 | 8.292 | 111990.1 | 0.1481 | 6 | 80393.9 | 0.148 | 4.2 | 57177.2 | 6.4 | Water Injection | Low Ozone Season Rate | 0.148 | 0.148 | 6 |  |  | 6
NC | Butler-Warner Generation Plant | 1016 | GT-2 | Cumberland | 1976-12-01 | 341.1 | 28.8 | 35.0986 | -78.8294 | CAIRNOX, CAIROS, CAIRSO2, TRNOX, TRNOXOS, TRSO2G1 | Combined cycle | Pipeline Natural Gas | Diesel Oil | Water Injection | Electric Utility |  |  |  |  | 0.3193 | 16.286 | 102052.3 | 0.3192 | 26.448 | 165710.6 | 0.319 | 16.768 | 105150.3 | 0.3228 | 20.406 | 126842.7 | 0.3189 | 2.554 | 16016.5 | 0.166 | 2.825 | 33481.4 | 0.1479 | 10.073 | 136131.9 | 0.148 | 6 | 81662 | 0.1481 | 4.6 | 62300 | 6.5 | Water Injection | Low Ozone Season Rate | 0.1479 | 0.1479 | 6 |  |  | 6
NC | Butler-Warner Generation Plant | 1016 | GT-3 | Cumberland | 1976-07-01 | 341.1 | 28.8 | 35.0986 | -78.8294 | CAIRNOX, CAIROS, CAIRSO2, TRNOX, TRNOXOS, TRSO2G1 | Combined cycle | Pipeline Natural Gas | Diesel Oil | Water Injection | Electric Utility |  |  |  |  | 0.3194 | 16.305 | 102146 | 0.3191 | 24.444 | 153175.2 | 0.3232 | 16.943 | 104633.1 | 0.319 | 15.109 | 94733 | 0.3193 | 3.262 | 20443.7 | 0.1526 | 2.523 | 33906.7 | 0.148 | 10.068 | 136087.6 | 0.1479 | 5.6 | 75408.7 | 0.1481 | 4.6 | 62095.8 | 6 | Water Injection | Low Ozone Season Rate | 0.1479 | 0.1479 | 5.6 |  |  | 5.6
NC | Butler-Warner Generation Plant | 1016 | GT-4 | Cumberland | 1976-07-01 | 341.1 | 28.8 | 35.0986 | -78.8294 | CAIRNOX, CAIROS, CAIRSO2, TRNOX, TRNOXOS, TRSO2G1 | Combustion turbine | Pipeline Natural Gas | Diesel Oil | Water Injection | Electric Utility |  |  |  |  | 0.3189 | 0.409 | 2560.8 | 0.3305 | 2.961 | 17843.9 | 0.3281 | 7.956 | 48222.7 | 0.319 | 2.565 | 16079.5 | 0.3196 | 0.032 | 196.9 |  |  |  | 0.2828 | 0.223 | 1577.4 | 0.283 | 0.9 | 6071.5 | 0.2831 | 2.1 | 14866.8 | 0.5 | Water Injection | Low Ozone Season Rate | 0.2828 | 0.2828 | 0.9 |  |  | 0.9
NC | Butler-Warner Generation Plant | 1016 | GT-5 | Cumberland | 1977-07-01 | 341.1 | 28.8 | 35.0986 | -78.8294 | CAIRNOX, CAIROS, CAIRSO2, TRNOX, TRNOXOS, TRSO2G1 | Combustion turbine | Pipeline Natural Gas | Diesel Oil | Water Injection | Electric Utility |  |  |  |  | 0.3189 | 0.797 | 4995.5 | 0.3189 | 2.728 | 17104.8 | 0.319 | 8.227 | 51584.4 | 0.3191 | 2.213 | 13878.2 | 0.327 | 0.006 | 34.5 | 0.5115 | 0.036 | 198.8 | 0.283 | 0.311 | 2199.4 | 0.2831 | 1.3 | 8884.4 | 0.283 | 2.3 | 16400.2 | 0.7 | Water Injection | Low Ozone Season Rate | 0.283 | 0.283 | 1.3 |  |  | 1.3
NC | Butler-Warner Generation Plant | 1016 | GT-6 | Cumberland | 1978-06-01 | 341.1 | 28.8 | 35.0986 | -78.8294 | CAIRNOX, CAIROS, CAIRSO2, TRNOX, TRNOXOS, TRSO2G1 | Combined cycle | Pipeline Natural Gas | Diesel Oil | Water Injection | Electric Utility |  |  |  |  | 0.3236 | 9.439 | 58349.7 | 0.319 | 28.182 | 176670.4 | 0.319 | 18.93 | 118704.7 | 0.319 | 20.25 | 126954.2 | 0.3191 | 4.945 | 30997.1 | 0.1483 | 1.45 | 19569.7 | 0.148 | 11.635 | 157267.3 | 0.1479 | 5.4 | 72506.1 | 0.148 | 4.5 | 60432.5 | 5.8 | Water Injection | Low Ozone Season Rate | 0.1479 | 0.1479 | 5.4 |  |  | 5.4
NC | Butler-Warner Generation Plant | 1016 | GT-7 | Cumberland | 1979-06-01 | 341.1 | 28.8 | 35.0986 | -78.8294 | CAIRNOX, CAIROS, CAIRSO2, TRNOX, TRNOXOS, TRSO2G1 | Combined cycle | Pipeline Natural Gas | Diesel Oil | Water Injection | Electric Utility |  |  |  |  | 0.3196 | 8.274 | 51792.3 | 0.3201 | 32.681 | 204416.4 | 0.319 | 15.65 | 98126.2 | 0.3213 | 15.068 | 94069.1 | 0.3193 | 4.149 | 26008.1 | 0.283 | 0.574 | 4057.4 | 0.148 | 11.893 | 160725.6 | 0.148 | 3.8 | 51423.2 | 0.148 | 4.7 | 63063.2 | 4.1 | Water Injection | Low Ozone Season Rate | 0.148 | 0.148 | 3.8 |  |  | 3.8
NC | Butler-Warner Generation Plant | 1016 | GT-8 | Cumberland | 1980-06-01 | 341.1 | 28.8 | 35.0986 | -78.8294 | CAIRNOX, CAIROS, CAIRSO2, TRNOX, TRNOXOS, TRSO2G1 | Combined cycle | Pipeline Natural Gas | Diesel Oil | Water Injection | Electric Utility |  |  |  |  | 0.3194 | 16.942 | 106142.8 | 0.319 | 29.807 | 186877.5 | 0.319 | 13.8 | 86528.8 | 0.319 | 26.138 | 163878.9 | 0.3193 | 2.99 | 18743.9 | 0.148 | 0.455 | 6144 | 0.148 | 1.385 | 18711.3 | 0.1479 | 4.4 | 59195.2 | 0.148 | 4.8 | 64538.1 | 4.7 | Water Injection | Low Ozone Season Rate | 0.1479 | 0.1479 | 4.4 |  |  | 4.4
NC | Cape Fear | 2708 | 5 | Chatham | 1956-12-20 | 1643 | 140.6 | 35.595 | -79.0492 | ARP | Tangentially-fired | Coal | Diesel Oil | Other<br>Overfire Air | Electric Utility | Electric Services | 0.1986 | 338.378 | 3262208.975 | 0.1964 | 270.942 | 2659229.375 | 0.1961 | 329.33 | 3192903.975 | 0.1748 | 324.64 | 3606477.425 | 0.2164 | 361.259 | 3374021.05 | 0.2005 | 272.344 | 2617879.75 | 0.2021 | 301.557 | 2875400.8 | 0.3461 | 568.967 | 3303930.2 | 0.3234 | 347.9 | 2029829.3 | 0.3383 | 234.2 | 1385959.7 | 33.6 | SNCR | Existing SNCR | 0.1748 | 0.1748 | 188 | Shutdown | Gas Combined Cycle Replacement | 9.6 | 338.2
NC | Cape Fear | 2708 | 6 | Chatham | 1958-07-16 | 1933 | 187.9 | 35.595 | -79.0492 | ARP | Tangentially-fired | Coal | Diesel Oil | Other<br>Overfire Air<br>Other | Electric Utility | Electric Services | 0.2147 | 454.635 | 4069848.95 | 0.2021 | 331.259 | 3147146.175 | 0.2199 | 517.94 | 4408411.25 | 0.2044 | 539.185 | 5010400.55 | 0.2091 | 510.399 | 4814009.55 | 0.23 | 501.577 | 4200704.125 | 0.2374 | 512.464 | 4169329.8 | 0.2954 | 693.144 | 4571225.25 | 0.2616 | 385.1 | 2771176.3 | 0.2708 | 359.3 | 2605416.9 | 39 | SNCR | Existing SNCR | 0.2021 | 0.2021 | 297.5 | Shutdown | Gas Combined Cycle Replacement | 13.2 | 372
NC | Cleveland County Generating Facility | 57029 | ES1 | Cleveland | 2012-07-10 | 2210 | 184 | 35.1706 | -81.4161 | ARP, CAIRNOX, CAIROS, CAIRSO2, TRNOX, TRNOXOS, TRSO2G1 | Combustion turbine (Started Jul 10, 2012) | Pipeline Natural Gas | Diesel Oil | Dry Low NOx Burners<br>Water Injection | Electric Utility | [28 empty] | 0.0648 | 1.3 | 42982.5 | 0 | Dry Low NOx Burners<br>Water Injection | Low Ozone Season Rate | 0.0648 | 0.0648 | 0 |  |  | 0
NC | Cleveland County Generating Facility | 57029 | ES2 | Cleveland | 2012-08-07 | 2210 | 184 | 35.1706 | -81.4161 | ARP, CAIRNOX, CAIROS, CAIRSO2, TRNOX, TRNOXOS, TRSO2G1 | Combustion turbine (Started Aug 07, 2012) | Pipeline Natural Gas | Diesel Oil | Dry Low NOx Burners<br>Water Injection | Electric Utility | [28 empty] | 0.0872 | 1.8 | 45539.2 | 0 | Dry Low NOx Burners<br>Water Injection | Low Ozone Season Rate | 0.0872 | 0.0872 | 0 |  |  | 0
NC | Cleveland County Generating Facility | 57029 | ES3 | Cleveland | 2012-09-11 | 2210 | 184 | 35.1706 | -81.4161 | ARP, CAIRNOX, CAIROS, CAIRSO2, TRNOX, TRNOXOS, TRSO2G1 | Combustion turbine (Started Sep 11, 2012) | Pipeline Natural Gas | Diesel Oil | Dry Low NOx Burners<br>Water Injection | Electric Utility | [28 empty] | 0.1327 | 3.3 | 52640.3 | 0 | Dry Low NOx Burners<br>Water Injection | Low Ozone Season Rate | 0.1327 | 0.1327 | 0 |  |  | 0
NC | Cliffside | 2721 | 1 | Cleveland | 1940-07-09 | 736 | 40 | 35.22 | -81.7594 | ARP | Tangentially-fired | Coal | Diesel Oil |  | Electric Utility | Electric Services | 0.3514 | 135.31 | 739602.797 | 0.3474 | 75.551 | 417490.901 | 0.4298 | 164.61 | 738018.66 | 0.385 | 171.013 | 873567.542 | 0.4103 | 136.003 | 640610.156 | 0.4216 | 93.974 | 419827.303 | 0.4219 | 10.778 | 43959.871 | [6 empty] | 0.0595 | 213.5 | 7941404.8 | 0 |  | Low Ozone Season Rate | 0.0595 | 0.0595 | 0 | Shutdown | Gas Combined Cycle Replacement/No operation 2011 | 0 | 0
NC | Cliffside | 2721 | 2 | Cleveland | 1940-08-11 | 884 | 40 | 35.22 | -81.7594 | ARP | Tangentially-fired | Coal | Diesel Oil |  | Electric Utility | Electric Services | 0.3432 | 156.177 | 818237.744 | 0.3423 | 78.658 | 427659.047 | 0.3528 | 139.663 | 783327.502 | 0.3423 | 144.266 | 824890.54 | 0.3828 | 152.095 | 784945.866 | 0.3714 | 22.744 | 111851.189 | 0.3835 | 11.691 | 55082.742 | [9 empty] | 0 |  | New SNCR | 0.3423 | 0.06 | 0 | Shutdown | Gas Combined Cycle Replacement/No operation 2011 | 0 | 0
NC | Cliffside | 2721 | 3 | Cleveland | 1948-05-19 | 878 | 65 | 35.22 | -81.7594 | ARP | Tangentially-fired | Coal | Diesel Oil | Combustion Modification/Fuel Reburning | Electric Utility | Electric Services | 0.3998 | 173 | 811316.554 | 0.3957 | 145.922 | 681712.615 | 0.3758 | 195.428 | 989073.02 | 0.3473 | 191.806 | 1045938.912 | 0.375 | 255.641 | 1277311.376 | 0.3205 | 154.308 | 896866.206 | 0.3301 | 22.752 | 122437.699 | [9 empty] | 0 |  | New SNCR | 0.3205 | 0.1923 | 0 | Shutdown | Gas Combined Cycle Replacement/No operation 2011 | 0 | 0
NC | Cliffside | 2721 | 4 | Cleveland | 1948-10-31 | 938 | 570.9 | 35.22 | -81.7594 | ARP | Tangentially-fired | Coal | Diesel Oil | Combustion Modification/Fuel Reburning | Electric Utility | Electric Services | 0.3998 | 217.665 | 1060999.206 | 0.4019 | 141.247 | 662230.871 | 0.401 | 217.149 | 1014004.625 | 0.3669 | 192.685 | 1004175.684 | 0.3831 | 224.459 | 1100703.149 | 0.3802 | 189.106 | 961451.957 | 0.3842 | 22.663 | 103781.926 | [9 empty] | 0 |  | New SNCR | 0.3669 | 0.22014 | 0 | Shutdown | Gas Combined Cycle Replacement/No operation 2011 | 0 | 0
NC | Cliffside | 2721 | 5 | Cleveland | 1972-06-20 | 6080 | 909.5 | 35.22 | -81.7594 | ARP | Tangentially-fired | Coal | Diesel Oil | Low NOx Burner Technology w/ Closed-coupled/Separated OFA<br>Selective Catalytic Reduction | Electric Utility | Electric Services | 0.1492 | 900.332 | 14200000 | 0.0866 | 483.771 | 12500000 | 0.063 | 517.971 | 17100000 | 0.0591 | 458.749 | 16100000 | 0.0602 | 380.186 | 13700000 | 0.06 | 445.45 | 15800000 | 0.063 | 412.445 | 14300000 | 0.0798 | 357.125 | 11300000 | 0.056 | 389.4 | 14400000 |  |  |  | 64.4 | SCR | Existing SCR | 0.056 | 0.056 | 389.4 |  |  | 389.4
NC | Craven County Wood Energy | 10525 | ES5A | Craven | 1990-10-16 | 785 | 50 | 35.1285 | -77.17 | ARP | Other boiler | Wood | Other Solid Fuel |  | Electric Utility | [10 empty] | 0.2125 | 268.135 | 2485853.143 | 0.2219 | 274.383 | 2450100.973 | 0.2862 | 262.118 | 1816603.036 | 0.1881 | 159.169 | 1682985.762 | 0.3419 | 404.752 | 2298729.22 | 0.2749 | 318.7 | 2277627.5 | 0.2553 | 284 | 2218357.3 | 79 |  | New SNCR | 0.1881 | 0.11286 | 130.8 |  |  | 130.8
NC | Dan River | 2723 | 1 | Rockingham | 1949-12-11 | 1015 | 70 | 36.4862 | -79.7208 | ARP | Tangentially-fired | Coal | Diesel Oil |  | Electric Utility | Electric Services | 0.3781 | 238.921 | 1183549.52 | 0.3411 | 124.468 | 687958.867 | 0.3533 | 228.686 | 1225468.132 | 0.36 | 251.631 | 1344678.185 | 0.3705 | 285.49 | 1480146.019 | 0.261 | 138.282 | 1075339.258 | 0.2767 | 23.253 | 169841.194 | 0.366 | 143.205 | 866710.863 | 0.4281 | 108.1 | 541637.4 |  |  |  | 14.5 |  | New SNCR | 0.261 | 0.1566 | 39.6 | Shutdown | Gas Combined Cycle Replacement | 2.6 | 105.6
NC | Dan River | 2723 | 2 | Rockingham | 1950-03-03 | 993 | 70 | 36.4862 | -79.7208 | ARP | Tangentially-fired | Coal | Diesel Oil |  | Electric Utility | Electric Services | 0.3794 | 276.713 | 1381175.331 | 0.3451 | 134.632 | 741836.055 | 0.3496 | 243.239 | 1321476.981 | 0.3512 | 247.212 | 1362813.681 | 0.228 | 206.87 | 1784863.83 | 0.2504 | 143.118 | 1143570.288 | 0.2956 | 24.814 | 170120.58 | 0.4002 | 146.649 | 876363.208 | 0.4383 | 111.1 | 569357.5 |  |  |  | 15.6 |  | New SNCR | 0.228 | 0.1368 | 34.7 | Shutdown | Gas Combined Cycle Replacement | 2.7 | 108.3
NC | Dan River | 2723 | 3 | Rockingham | 1955-08-25 | 2078 | 150 | 36.4862 | -79.7208 | ARP | Tangentially-fired | Coal | Diesel Oil | Low NOx Burner Technology w/ Closed-coupled OFA | Electric Utility | Electric Services | 0.4239 | 677.513 | 3108737.858 | 0.4061 | 330.816 | 1555864.917 | 0.3872 | 422.101 | 2069077.404 | 0.3918 | 632.172 | 3159130.655 | 0.213 | 223.468 | 2084053.212 | 0.1937 | 320.326 | 3254717.324 | 0.2949 | 89.761 | 738567.018 | 0.323 | 360.28 | 2700738.102 | 0.4009 | 207.7 | 1212039.4 |  |  |  | 15.9 |  | New SCR | 0.1937 | 0.06 | 31.1 | Shutdown | Gas Combined Cycle Replacement | 5.8 | 201.9
NC | Dan River | 2723 | 4C | Rockingham | 1968-05-07 | 712 | 35.2 | 36.4862 | -79.7208 | CAIRNOX, CAIROS, CAIRSO2 | Combustion turbine | Pipeline Natural Gas | Diesel Oil |  | Electric Utility |  |  |  |  | 0.6999 | 1.495 | 4272 | 0.9501 | 3.647 | 7860.6 | 0.7 | 4.523 | 12922.8 | 0.7 | 9.542 | 27262.6 | 0.7 | 2.876 | 8216.4 | [12 empty] | 0 | None Reported | Water Injection | 0.6999 | 0.41994 | 0 |  |  | 0
NC | Dan River | 2723 | 5C | Rockingham | 1968-05-30 | 712 | 185.3 | 36.4862 | -79.7208 | CAIRNOX, CAIROS, CAIRSO2 | Combustion turbine | Pipeline Natural Gas | Diesel Oil |  | Electric Utility |  |  |  |  | 0.9502 | 1.064 | 1986.4 | 0.8876 | 4.129 | 9249 | 0.7 | 4.521 | 12915.6 | 0.6999 | 9.532 | 27234 | 0.6999 | 2.806 | 8017.2 | [6 empty] | 0.7001 | 3.2 | 9106.4 |  |  |  | 0.3 | None Reported | Water Injection | 0.6999 | 0.41994 | 1.9 |  |  | 1.9
NC | Dan River | 2723 | 6C | Rockingham | 1969-09-09 | 712 | 185.3 | 36.4862 | -79.7208 | CAIRNOX, CAIROS, CAIRSO2 | Combustion turbine | Pipeline Natural Gas | Diesel Oil |  | Electric Utility |  |  |  |  | 0.7 | 1.428 | 4079.8 | 1.0612 | 4.644 | 8629.4 | 0.6999 | 4.66 | 13314.4 | 0.6999 | 8.677 | 24791.6 | 0.7 | 3.334 | 9526.8 | 0.6999 | 1.214 | 3467.4 | 0.7 | 0.459 | 1310 | 0.6998 | 3.6 | 10388 |  |  |  | 0.4 | None Reported | Water Injection | 0.6998 | 0.41988 | 2.2 |  |  | 2.2
NC | Elizabethtown Power | 10380 | UNIT1 | Bladen | 1985-01-01 | 215 | 34.7 | 34.6474 | -78.6407 | ARP | Stoker | Coal | Other Solid Fuel | Overfire Air | Electric Utility | Electric Services | 0.3863 | 43.58 | 244706.84 | 0.4082 | 2.301 | 12001.78 |  |  |  | 0.5254 | 0.481 | 1853.793 | 0.9655 | 1.936 | 3269.826 | 0.4681 | 16.547 | 67627.423 | [12 empty] | 0 |  | New SNCR | 0.3863 | 0.23178 | 0 |  |  | 0
NC | Elizabethtown Power | 10380 | UNIT2 | Bladen | 1985-01-01 | 215 | 34.7 | 34.6474 | -78.6407 | ARP | Stoker | Coal | Other Solid Fuel | Overfire Air | Electric Utility | Electric Services | 0.4687 | 55.097 | 281509.972 | 0.3977 | 1.593 | 9049.588 |  |  |  | 0.6003 | 5.41 | 17262.021 | 1.0944 | 8.15 | 13772.19 | 0.4614 | 18.527 | 76014.305 | [12 empty] | 0 |  | New SNCR | 0.3977 | 0.23862 | 0 |  |  | 0
NC | G G Allen | 2718 | 1 | Gaston | 1957-06-11 | 2141 | 165 | 35.1897 | -81.0122 | ARP | Tangentially-fired | Coal | Diesel Oil | Low NOx Burner Technology w/ Closed-coupled/Separated OFA<br>Selective Non-catalytic Reduction (Began Apr 15, 2003) | Electric Utility | Electric Services | 0.2485 | 268.741 | 2168920.927 | 0.1668 | 230.23 | 2847091.566 | 0.1643 | 252.931 | 3093725.258 | 0.1693 | 295.859 | 3547418.783 | 0.1778 | 343.339 | 3989396.565 | 0.1796 | 346.924 | 3932630.806 | 0.2098 | 151.802 | 1601826.808 | 0.2082 | 368.222 | 3813312.815 | 0.2521 | 335.4 | 3055191.9 | 0.1848 | 101.2 | 1086793.6 | 38.9 | SNCR | New SCR | 0.1643 | 0.08215 | 109.3 |  |  | 109.3
NC | G G Allen | 2718 | 2 | Gaston | 1957-11-25 | 2408 | 165 | 35.1897 | -81.0122 | ARP | Tangentially-fired | Coal | Diesel Oil | Low NOx Burner Technology w/ Closed-coupled/Separated OFA | Electric Utility | Electric Services | 0.242 | 339.529 | 2795847.378 | 0.1946 | 303.829 | 3119739.098 | 0.1896 | 314.792 | 3280623.264 | 0.1854 | 377.364 | 4053500.322 | 0.1601 | 365.76 | 4522053.917 | 0.1655 | 353.561 | 4217868.325 | 0.2097 | 140.73 | 1457702.351 | 0.2039 | 357.638 | 3743109.938 | 0.255 | 277.2 | 2488763.6 | 0.1835 | 80.1 | 866643.7 | 28.1 | SNCR | New SCR | 0.1601 | 0.08005 | 87 |  |  | 87
NC | G G Allen | 2718 | 3 | Gaston | 1959-10-18 | 3316 | 275 | 35.1897 | -81.0122 | ARP | Tangentially-fired | Coal | Diesel Oil | Low NOx Burner Technology w/ Closed-coupled/Separated OFA | Electric Utility | Electric Services | 0.245 | 682.021 | 5589812.667 | 0.2348 | 650.52 | 5604285.954 | 0.1862 | 698.59 | 7486827.365 | 0.1721 | 619.598 | 7123936.049 | 0.1712 | 580.506 | 6819387.316 | 0.1881 | 677.943 | 7364518.245 | 0.1877 | 447.015 | 4854018.623 | 0.1952 | 582.656 | 6090445.87 | 0.2383 | 561.6 | 5158529.1 | 0.2382 | 385.5 | 3260366.7 | 42.4 | SNCR | New SCR | 0.1712 | 0.0856 | 201.7 |  |  | 201.7
NC | G G Allen | 2718 | 4 | Gaston | 1960-10-10 | 4151 | 275 | 35.1897 | -81.0122 | ARP | Tangentially-fired | Coal | Diesel Oil | Low NOx Burner Technology w/ Closed-coupled/Separated OFA | Electric Utility | Electric Services | 0.241 | 703.44 | 5797628.886 | 0.228 | 664.31 | 5818395.163 | 0.2157 | 797.466 | 7261587.225 | 0.1801 | 518.069 | 5785216.305 | 0.1819 | 558.047 | 6162899.602 | 0.1778 | 631.333 | 7193038.435 | 0.1969 | 502.349 | 5219311.535 | 0.193 | 571.951 | 6042015.215 | 0.2413 | 661.1 | 5934338.2 | 0.2302 | 485.1 | 4252183.7 | 38.9 | SNCR | New SCR | 0.1778 | 0.0889 | 243.6 |  |  | 243.6
NC | G G Allen | 2718 | 5 | Gaston | 1961-07-03 | 3997 | 275 | 35.1897 | -81.0122 | ARP | Tangentially-fired | Coal | Diesel Oil | Low NOx Burner Technology w/ Closed-coupled OFA | Electric Utility | Electric Services | 0.4007 | 793.828 | 3685387.685 | 0.2261 | 618.225 | 5400388.464 | 0.212 | 727.355 | 6772350.754 | 0.2213 | 566.443 | 4963852.178 | 0.2206 | 774.631 | 6927451.539 | 0.1878 | 689.114 | 7409387.621 | 0.207 | 574.863 | 5538866.66 | 0.2147 | 674.017 | 6858433.154 | 0.2478 | 591.8 | 5685196.3 | 0.1912 | 337 | 3601166.8 | 38.7 | SNCR | New SCR | 0.1878 | 0.0939 | 224.3 |  |  | 224.3
NC | H F Lee Steam Electric Plant | 2709 | 1 | Wayne | 1952-06-13 | 919 | 75 | 35.3775 | -78.0875 | ARP | Tangentially-fired | Coal | Diesel Oil | Other | Electric Utility | Electric Services | 0.5354 | 527.066 | 1890505.05 | 0.5115 | 266.514 | 985716.875 | 0.4999 | 409.871 | 1561557.125 | 0.5035 | 451.754 | 1714181.375 | 0.5046 | 489.492 | 1889136.375 | 0.4816 | 428.473 | 1745600.825 | 0.4623 | 335.086 | 1409838.15 | 0.5339 | 534.843 | 1947746.8 | 0.5206 | 284.9 | 1067199 | 0.5006 | 189.3 | 740777.9 | 31.6 |  | New SNCR | 0.4623 | 0.27738 | 151.8 | Shutdown | Gas Combined Cycle Replacement | 5.1 | 279.8
NC | H F Lee Steam Electric Plant | 2709 | 2 | Wayne | 1951-05-14 | 1191 | 75 | 35.3775 | -78.0875 | ARP | Dry bottom wall-fired boiler | Coal | Diesel Oil | Combustion Modification/Fuel Reburning | Electric Utility | Electric Services | 0.6486 | 651.785 | 1883510.125 | 0.521 | 293.736 | 1033150.825 | 0.5957 | 542.407 | 1699584.9 | 0.3686 | 426.27 | 2032484.175 | 0.3235 | 354.412 | 2055991.275 | 0.3161 | 276.936 | 1617482.025 | 0.3126 | 248.788 | 1525655.775 | 0.3363 | 321.6 | 1838739.7 | 0.2923 | 71.1 | 434178.9 |  |  |  | 9.9 |  | New SNCR | 0.2923 | 0.17538 | 42.7 | Shutdown | Gas Combined Cycle Replacement | 2.1 | 69.1
NC | H F Lee Steam Electric Plant | 2709 | 3 | Wayne | 1962-08-11 | 3226 | 252.4 | 35.3775 | -78.0875 | ARP | Dry bottom wall-fired boiler | Coal | Diesel Oil | Low NOx Burner Technology w/ Overfire Air | Electric Utility | Electric Services | 0.3805 | 996.968 | 4950853.35 | 0.358 | 765.567 | 4011843.7 | 0.359 | 1065.55 | 5581810.5 | 0.3627 | 1200.426 | 6318890.7 | 0.3023 | 951.159 | 6057196.175 | 0.259 | 764.263 | 5586556.75 | 0.2621 | 704.107 | 5182008.175 | 0.3045 | 956.276 | 6034318.425 | 0.3504 | 721 | 3988357 | 0.3332 | 719.4 | 4224403 | 33.7 |  | New SCR | 0.259 | 0.06 | 123.5 | Shutdown | Gas Combined Cycle Replacement | 18.9 | 702
NC | H F Lee Steam Electric Plant | 2709 | 5 | Wayne | 1971-05-01 | 455 | 29.9 | 35.3775 | -78.0875 | CAIRNOX, CAIROS, CAIRSO2 | Combustion turbine | Diesel Oil |  |  | Electric Utility |  | 0.1272 | 15.368 | 239891.35 | 1.2 | 0.088 | 146 | 1.2 | 2.239 | 3732.2 | 1.2 | 7.511 | 12517.5 | 1.2001 | 13.377 | 22293.9 | 1.2 | 3.549 | 5915 | 1.2 | 0.287 | 477.8 | 1.2 | 8.327 | 13877.5 | [6 empty] | 0 | None Reported | Water Injection | 0.1272 | 0.07632 | 0 |  |  | 0
NC | H F Lee Steam Electric Plant | 2709 | 6 | Wayne | 1971-08-01 | 455 | 29.9 | 35.3775 | -78.0875 | CAIRNOX, CAIROS, CAIRSO2 | Combustion turbine | Diesel Oil |  |  | Electric Utility |  | 0.1497 | 22.27 | 293402.175 | 1.2 | 0.203 | 339 | 1.2 | 2.251 | 3751.2 | 1.2 | 10.67 | 17783.4 | 1.2001 | 11.636 | 19393.8 | 1.2 | 3.549 | 5915 | 1.2 | 0.3 | 500.5 | 1.2 | 8.245 | 13741 | 1.2 | 0.5 | 910 |  |  |  | 0.1 | None Reported | Water Injection | 0.1497 | 0.08982 | 0 |  |  | 0
NC | H F Lee Steam Electric Plant | 2709 | 7 | Wayne | 1971-08-01 | 455 | 29.9 | 35.3775 | -78.0875 | CAIRNOX, CAIROS, CAIRSO2 | Combustion turbine | Diesel Oil |  |  | Electric Utility |  | 0.0933 | 16.907 | 353785.65 | 1.2 | 0.318 | 530 | 1.2 | 2.297 | 3828.2 | 1.2 | 11.201 | 18668.9 | 1.2 | 10.3 | 17166.4 | 1.2 | 3.549 | 5915 | 1.2 | 0.164 | 273 | 1.2 | 7.726 | 12876.5 | 1.2 | 0.2 | 409.5 |  |  |  | 0 |  | Low Ozone Season Rate | 0.0933 | 0.0933 | 0 |  |  | 0
NC | H F Lee Steam Electric Plant | 2709 | 10 | Wayne | 2000-05-17 | 2055 | 252.4 | 35.3775 | -78.0875 | ARP, CAIRNOX, CAIROS, CAIRSO2, TRNOX, TRNOXOS, TRSO2G1 | Combustion turbine | Diesel Oil | Pipeline Natural Gas | Water Injection | Electric Utility |  |  |  |  | 0.098 | 3.191 | 66874.25 | 0.1087 | 16.103 | 300795.2 | 0.0856 | 12.913 | 302552.425 | 0.0962 | 20.581 | 434776.25 | 0.0854 | 6.008 | 143726.975 | 0.0872 | 4.085 | 95931.75 | 0.0959 | 10.843 | 231934.075 | 0.0876 | 6.4 | 146575.2 | 0.0963 | 11.1 | 236588.5 | 1.9 | Water Injection | Low Ozone Season Rate | 0.0854 | 0.0854 | 6.2 |  |  | 6.2
NC | H F Lee Steam Electric Plant | 2709 | 11 | Wayne | 2000-05-11 | 2050 |  | 35.3775 | -78.0875 | ARP, CAIRNOX, CAIROS, CAIRSO2, TRNOX, TRNOXOS, TRSO2G1 | Combustion turbine | Diesel Oil | Pipeline Natural Gas | Water Injection | Electric Utility |  |  |  |  | 0.0943 | 1.507 | 32879.825 | 0.1234 | 16.021 | 261483.125 | 0.0845 | 12.073 | 294604.1 | 0.0832 | 17.156 | 424223.625 | 0.0907 | 2.726 | 60455.575 | 0.0832 | 2.879 | 69620.775 | 0.1063 | 11.64 | 227768.075 | 0.1087 | 3.2 | 60886.6 | 0.0872 | 60.5 | 1395106 | 0.8 | Water Injection | Low Ozone Season Rate | 0.0832 | 0.0832 | 2.4 |  |  | 2.4
NC | H F Lee Steam Electric Plant | 2709 | 12 | Wayne | 2000-04-30 | 2177 |  | 35.3775 | -78.0875 | ARP, CAIRNOX, CAIROS, CAIRSO2, TRNOX, TRNOXOS, TRSO2G1 | Combustion turbine | Pipeline Natural Gas | Diesel Oil | Dry Low NOx Burners<br>Water Injection | Electric Utility |  |  |  |  | 0.0682 | 1.9 | 51190.925 | 0.0632 | 11.686 | 370882.225 | 0.0592 | 10.483 | 355672.675 | 0.0378 | 13.521 | 729067.5 | 0.0355 | 4.898 | 285709.975 | 0.0381 | 31.908 | 1906221.775 | 0.0455 | 23.349 | 1206396.65 | 0.0452 | 9.3 | 488566.3 | 0.0424 | 42.1 | 2242109.4 | 6.1 | Dry Low NOx Burners<br>Water Injection | Low Ozone Season Rate | 0.0355 | 0.0355 | 7.3 |  |  | 7.3
NC | H F Lee Steam Electric Plant | 2709 | 13 | Wayne | 2000-05-04 | 1935 |  | 35.3775 | -78.0875 | ARP, CAIRNOX, CAIROS, CAIRSO2, TRNOX, TRNOXOS, TRSO2G1 | Combustion turbine | Pipeline Natural Gas | Diesel Oil | Dry Low NOx Burners<br>Water Injection | Electric Utility |  |  |  |  | 0.0898 | 4.784 | 96296.95 | 0.0608 | 9.941 | 343132.75 | 0.0347 | 9.208 | 554293.9 | 0.0596 | 16.426 | 560835 | 0.0408 | 4.386 | 226694.45 | 0.0388 | 24.569 | 1479659.475 | 0.0391 | 18.266 | 1093169 | 0.0538 | 6.3 | 274428.5 | 0.0417 | 39.8 | 2214114.6 | 3.9 | Dry Low NOx Burners<br>Water Injection | Low Ozone Season Rate | 0.0347 | 0.0347 | 4.1 |  |  | 4.1
NC | H F Lee Steam Electric Plant | 2709 | 14 | Wayne | 2009-04-11 | 2020 |  | 35.3775 | -78.0875 | ARP, CAIRNOX, CAIROS, CAIRSO2, TRNOX, TRNOXOS, TRSO2G1 | Combustion turbine | Pipeline Natural Gas | Diesel Oil | Dry Low NOx Burners<br>Water Injection | Electric Utility | [22 empty] | 0.0338 | 16.903 | 1164916.575 | 0.0389 | 10.2 | 657350.3 | 0.0349 | 39.1 | 2560837 | 8.9 | Dry Low NOx Burners<br>Water Injection | Low Ozone Season Rate | 0.0338 | 0.0338 | 8.9 |  |  | 8.9
NC | L V Sutton | 2713 | 1 | New Hanover | 1954-08-01 | 1400 | 112.5 | 34.2824 | -77.9864 | ARP | Tangentially-fired | Coal | Diesel Oil | Other | Electric Utility | Electric Services | 0.5752 | 538.464 | 1907428.336 | 0.5823 | 390.013 | 1369414.88 | 0.5359 | 557.681 | 2203193.704 | 0.3908 | 421.778 | 2339672.877 | 0.3461 | 423.133 | 2560472.83 | 0.3835 | 300.307 | 1635240.931 | 0.4385 | 328.937 | 1538980.825 | 0.4115 | 388.044 | 1946000.425 | 0.3907 | 378.6 | 1971244.3 | 0.4041 | 233.3 | 1147634.7 | 38.3 |  | New SNCR | 0.3461 | 0.20766 | 201.2 | Shutdown | Gas Combined Cycle Replacement | 9.4 | 369.2
NC | L V Sutton | 2713 | 2 | New Hanover | 1955-05-29 | 1400 | 112.5 | 34.2824 | -77.9864 | ARP | Dry bottom wall-fired boiler | Coal | Diesel Oil | Low NOx Burner Technology (Dry Bottom only) | Electric Utility | Electric Services | 0.5796 | 602.189 | 2101567.789 | 0.5995 | 456.043 | 1514932.82 | 0.5445 | 572.33 | 2188722.546 | 0.3885 | 390.045 | 2192412.973 | 0.3481 | 478 | 2847683.97 | 0.3858 | 360.494 | 1928840.744 | 0.4244 | 396.14 | 1883066.275 | 0.4239 | 460.867 | 2223701.15 | 0.3966 | 371.7 | 1931824.8 | 0.3971 | 228 | 1134711.8 | 37.6 |  | New SNCR | 0.3481 | 0.20886 | 195.7 | Shutdown | Gas Combined Cycle Replacement | 9.2 | 362.5
NC | L V Sutton | 2713 | 3 | New Hanover | 1972-06-29 | 4962 | 446.6 | 34.2824 | -77.9864 | ARP | Dry bottom wall-fired boiler | Coal | Diesel Oil, Residual Oil | Low NOx Burner Technology w/ Overfire Air | Electric Utility | Electric Services | 0.5374 | 2740.703 | 9536301 | 0.4261 | 1490.58 | 6330475.7 | 0.3448 | 1596.702 | 9088650.8 | 0.3283 | 1477.082 | 8972539.675 | 0.3037 | 1177.661 | 7378940.575 | 0.3337 | 1353.911 | 8306251.05 | 0.314 | 1326.65 | 8537025.375 | 0.325 | 1264.746 | 7848004.2 | 0.4335 | 1363.3 | 5899532.9 | 0.4552 | 1286.2 | 5553532.2 | 32.4 | SNCR | New SCR | 0.3037 | 0.15185 | 477.5 | Shutdown | Gas Combined Cycle Replacement | 28 | 1335.3
NC | L V Sutton | 2713 | 2A | New Hanover | 1969-06-01 | 477 | 37.5 | 34.2824 | -77.9864 | CAIRNOX, CAIROS, CAIRSO2, TRNOX, TRNOXOS, TRSO2G1 | Combustion turbine | Diesel Oil |  |  | Electric Utility |  |  |  |  | 1.2 | 0.641 | 1068.2 | 1.2 | 7.571 | 12619.8 | 1.2 | 10.012 | 16687.6 | 1.1999 | 2.417 | 4027.3 | 1.2011 | 2.127 | 3544.5 | 1.1998 | 1.751 | 2919.2 | 1.2 | 2.776 | 4626.9 | 1.2 | 0.3 | 572.4 | 1.1999 | 3.5 | 5771.7 | 0 | None Reported | Water Injection | 1.1998 | 0.1364 | 0 |  |  | 0
NC | L V Sutton | 2713 | 2B | New Hanover | 1969-05-01 | 477 | 37.5 | 34.2824 | -77.9864 | CAIRNOX, CAIROS, CAIRSO2, TRNOX, TRNOXOS, TRSO2G1 | Combustion turbine | Diesel Oil |  |  | Electric Utility |  |  |  |  | 1.2 | 0.532 | 886 | 1.2 | 4.365 | 7275 | 1.1997 | 11.818 | 19697.5 | 1.2011 | 2.421 | 4034 | 1.1994 | 2.714 | 4523 | 1.1998 | 1.955 | 3257.9 | 1.1999 | 8.042 | 13403.7 | 1.2 | 4.6 | 7727.4 | 1.1998 | 1.7 | 2814.3 | 0.4 | None Reported | Water Injection | 1.1994 | 0.1364 | 0.5 |  |  | 0.5
NC | Lincoln | 7277 | 1 | Lincoln | 1995-05-05 | 1446 | 109.6 | 35.4317 | -81.0347 | ARP, CAIRNOX, CAIROS, CAIRSO2, TRNOX, TRNOXOS, TRSO2G1 | Combustion turbine | Diesel Oil | Pipeline Natural Gas | Water Injection | Electric Utility |  | 0.1858 | 1.424 | 14916.177 | 0.155 | 0.46 | 5891.994 | 0.1178 | 1.161 | 19882.939 | 0.1269 | 0.138 | 1917.563 | 0.0862 | 6.192 | 153484.053 | 0.1112 | 1.382 | 28786.992 | 0.0778 | 0.225 | 5779.14 | 0.0825 | 2.58 | 65722.139 | 0.077 | 3.4 | 91235.8 | 0.0801 | 0.4 | 9578 | 1.7 | Water Injection | Low Ozone Season Rate | 0.077 | 0.077 | 3.4 |  |  | 3.4
NC | Lincoln | 7277 | 2 | Lincoln | 1995-05-05 | 1446 | 109.6 | 35.4317 | -81.0347 | ARP, CAIRNOX, CAIROS, CAIRSO2, TRNOX, TRNOXOS, TRSO2G1 | Combustion turbine | Diesel Oil | Pipeline Natural Gas | Water Injection | Electric Utility |  | 0.1474 | 0.966 | 12821.782 | 0.1464 | 0.457 | 6104.899 | 0.1172 | 1.652 | 27445.413 | 0.164 | 0.27 | 3306.059 | 0.1006 | 7.522 | 159895.62 | 0.1315 | 1.514 | 27863.567 | 0.1202 | 0.207 | 3895.162 | 0.0965 | 3.638 | 78557.542 | 0.0742 | 3.3 | 90255.3 | 0.08 | 0.3 | 8764.3 | 1.7 | Water Injection | Low Ozone Season Rate | 0.0742 | 0.0742 | 3.3 |  |  | 3.3
NC | Lincoln | 7277 | 3 | Lincoln | 1995-06-01 | 1446 | 109.6 | 35.4317 | -81.0347 | ARP, CAIRNOX, CAIROS, CAIRSO2, TRNOX, TRNOXOS, TRSO2G1 | Combustion turbine | Diesel Oil | Pipeline Natural Gas | Water Injection | Electric Utility |  | 0.1498 | 1.137 | 15230.68 | 0.1505 | 0.473 | 6286.214 | 0.1222 | 0.548 | 8444.936 | 0.0857 | 3.583 | 87376.766 | 0.0903 | 3.898 | 95955.206 | 0.1101 | 1.555 | 34064.918 | 0.077 | 0.235 | 6049.613 | 0.0815 | 2.613 | 67527.368 | 0.0749 | 2.9 | 86238.9 | 0.0818 | 0.9 | 26934.3 | 1.6 | Water Injection | Low Ozone Season Rate | 0.0749 | 0.0749 | 2.9 |  |  | 2.9
NC | Lincoln | 7277 | 4 | Lincoln | 1995-06-01 | 1446 | 109.6 | 35.4317 | -81.0347 | ARP, CAIRNOX, CAIROS, CAIRSO2, TRNOX, TRNOXOS, TRSO2G1 | Combustion turbine | Diesel Oil | Pipeline Natural Gas | Water Injection | Electric Utility |  | 0.1711 | 0.838 | 9604.731 | 0.1722 | 0.591 | 6765.122 | 0.1312 | 1.519 | 23038.827 | 0.104 | 4.55 | 94348.352 | 0.0969 | 4.209 | 99083.296 | 0.109 | 1.845 | 40602.381 | 0.0776 | 0.238 | 6029.378 | 0.0836 | 2.599 | 64976.308 | 0.0704 | 2.6 | 81244 | 0.0739 | 0.6 | 17614.3 | 1.5 | Water Injection | Low Ozone Season Rate | 0.0704 | 0.0704 | 2.6 |  |  | 2.6
NC | Lincoln | 7277 | 5 | Lincoln | 1995-07-18 | 1446 | 109.6 | 35.4317 | -81.0347 | ARP, CAIRNOX, CAIROS, CAIRSO2, TRNOX, TRNOXOS, TRSO2G1 | Combustion turbine | Diesel Oil | Pipeline Natural Gas | Water Injection | Electric Utility |  | 0.1583 | 0.857 | 10567.001 | 0.1546 | 0.479 | 5918.503 | 0.1168 | 1.355 | 22978.342 | 0.0835 | 2.646 | 69486.896 | 0.0821 | 7.673 | 203417.057 | 0.1044 | 1.586 | 39679.507 | 0.0797 | 0.296 | 7355.376 | 0.0816 | 2.716 | 73502.033 | 0.0799 | 3.3 | 87222 | 0.0763 | 0.3 | 8333.4 | 1.6 | Water Injection | Low Ozone Season Rate | 0.0763 | 0.0763 | 3.2 |  |  | 3.2
NC | Lincoln | 7277 | 6 | Lincoln | 1995-07-18 | 1446 | 109.6 | 35.4317 | -81.0347 | ARP, CAIRNOX, CAIROS, CAIRSO2, TRNOX, TRNOXOS, TRSO2G1 | Combustion turbine | Diesel Oil | Pipeline Natural Gas | Water Injection | Electric Utility |  | 0.1854 | 0.351 | 3959.209 | 0.1787 | 0.392 | 4599.627 | 0.1417 | 0.288 | 4705.502 | 0.0832 | 1.625 | 40579.059 | 0.0888 | 3.393 | 82834.47 | 0.1104 | 1.085 | 24340.361 | 0.1133 | 0.144 | 3512.584 | 0.0858 | 2.054 | 50513.965 | 0.0812 | 2.9 | 75683.2 | 0.0892 | 0.2 | 6267.7 | 1.4 | Water Injection | Low Ozone Season Rate | 0.0812 | 0.0812 | 2.9 |  |  | 2.9
NC | Lincoln | 7277 | 7 | Lincoln | 1995-09-01 | 1446 | 109.6 | 35.4317 | -81.0347 | ARP, CAIRNOX, CAIROS, CAIRSO2, TRNOX, TRNOXOS, TRSO2G1 | Combustion turbine | Diesel Oil | Pipeline Natural Gas | Water Injection | Electric Utility |  | 0.1706 | 0.799 | 9639.173 | 0.1733 | 0.519 | 6143.199 | 0.1463 | 1.048 | 15012.058 | 0.0887 | 4.156 | 97579.85 | 0.0858 | 3.827 | 97587.239 | 0.0889 | 2.373 | 60536.652 | 0.0847 | 0.642 | 17138.794 | 0.074 | 1.824 | 48873.537 | 0.0847 | 3.1 | 77066.4 | 0.0974 | 0.8 | 19398.8 | 1.5 | Water Injection | Low Ozone Season Rate | 0.074 | 0.074 | 2.7 |  |  | 2.7
NC | Lincoln | 7277 | 8 | Lincoln | 1995-09-01 | 1446 | 109.6 | 35.4317 | -81.0347 | ARP, CAIRNOX, CAIROS, CAIRSO2, TRNOX, TRNOXOS, TRSO2G1 | Combustion turbine | Diesel Oil | Pipeline Natural Gas | Water Injection | Electric Utility |  | 0.1741 | 1.25 | 15187.752 | 0.1884 | 0.138 | 1560.23 | 0.134 | 1.281 | 20650.761 | 0.0863 | 3.652 | 87813.017 | 0.0813 | 3.291 | 88545.667 | 0.0851 | 1.868 | 48417.301 | 0.0839 | 0.586 | 15938.057 | 0.0732 | 1.816 | 50264.866 | 0.0666 | 2.4 | 73594.6 | 0.0738 | 0.4 | 12533.2 | 1.4 | Water Injection | Low Ozone Season Rate | 0.0666 | 0.0666 | 2.4 |  |  | 2.4
NC | Lincoln | 7277 | 9 | Lincoln | 1995-11-01 | 1446 | 109.6 | 35.4317 | -81.0347 | ARP, CAIRNOX, CAIROS, CAIRSO2, TRNOX, TRNOXOS, TRSO2G1 | Combustion turbine | Diesel Oil | Pipeline Natural Gas | Water Injection | Electric Utility |  | 0.1849 | 1.807 | 19202.107 | 0.1858 | 0.67 | 7117.255 | 0.1283 | 1.54 | 25773.149 | 0.092 | 3.304 | 79096.47 | 0.0846 | 6.254 | 159865.303 | 0.0878 | 4.19 | 103980.298 | 0.1078 | 0.136 | 3541.96 | 0.0847 | 2.141 | 56163.769 | 0.0824 | 3.1 | 77022.6 | 0.0865 | 1.1 | 26034 | 1.5 | Water Injection | Low Ozone Season Rate | 0.0824 | 0.0824 | 3.1 |  |  | 3.1
NC | Lincoln | 7277 | 10 | Lincoln | 1995-11-01 | 1446 | 109.6 | 35.4317 | -81.0347 | ARP, CAIRNOX, CAIROS, CAIRSO2, TRNOX, TRNOXOS, TRSO2G1 | Combustion turbine | Diesel Oil | Pipeline Natural Gas | Water Injection | Electric Utility |  | 0.1356 | 1.252 | 18064.623 | 0.1314 | 0.16 | 2340.898 | 0.1078 | 1.488 | 27406.541 | 0.1082 | 4.001 | 77174.056 | 0.0839 | 6.911 | 177769.127 | 0.0886 | 4.723 | 118387.395 | 0.0972 | 0.147 | 3795.796 | 0.083 | 1.931 | 50723.2 | 0.079 | 3.1 | 85030.7 | 0.0759 | 0.8 | 21246.7 | 1.6 | Water Injection | Low Ozone Season Rate | 0.0759 | 0.0759 | 2.9 |  |  | 2.9
NC | Lincoln | 7277 | 11 | Lincoln | 1995-11-01 | 1446 | 109.6 | 35.4317 | -81.0347 | ARP, CAIRNOX, CAIROS, CAIRSO2, TRNOX, TRNOXOS, TRSO2G1 | Combustion turbine | Diesel Oil | Pipeline Natural Gas | Water Injection | Electric Utility |  | 0.1553 | 1.261 | 16446.808 | 0.1593 | 0.828 | 10490.9 | 0.1171 | 1.227 | 22784.717 | 0.0955 | 4.515 | 96706.883 | 0.0889 | 3.796 | 90023.605 | 0.101 | 1.362 | 31493.972 | 0.0847 | 0.948 | 23316.905 | 0.0848 | 2.989 | 73536.882 | 0.0714 | 3.4 | 98784.2 | 0.0886 | 0.2 | 4349.8 | 1.9 | Water Injection | Low Ozone Season Rate | 0.0714 | 0.0714 | 3.4 |  |  | 3.4
NC | Lincoln | 7277 | 12 | Lincoln | 1995-12-01 | 1446 | 109.6 | 35.4317 | -81.0347 | ARP, CAIRNOX, CAIROS, CAIRSO2, TRNOX, TRNOXOS, TRSO2G1 | Combustion turbine | Diesel Oil | Pipeline Natural Gas | Water Injection | Electric Utility |  | 0.1512 | 1.061 | 13663.089 | 0.1483 | 0.457 | 5993.481 | 0.1201 | 1.111 | 18948.515 | 0.1015 | 4.505 | 92323.672 | 0.0901 | 5.556 | 130036.326 | 0.1119 | 2.801 | 52026.075 | 0.0953 | 0.943 | 22242.255 | 0.0899 | 2.981 | 70462.225 | 0.0788 | 3 | 81028.7 | 0.0902 | 0.1 | 2804.4 | 1.5 | Water Injection | Low Ozone Season Rate | 0.0788 | 0.0788 | 3 |  |  | 3
NC | Lincoln | 7277 | 13 | Lincoln | 1996-02-01 | 1446 | 109.6 | 35.4317 | -81.0347 | ARP, CAIRNOX, CAIROS, CAIRSO2, TRNOX, TRNOXOS, TRSO2G1 | Combustion turbine | Diesel Oil | Pipeline Natural Gas | Water Injection | Electric Utility |  | 0.193 | 1.738 | 16751.993 | 0.1736 | 0.771 | 8643.884 | 0.1388 | 0.9 | 12479.98 | 0.0949 | 3.59 | 77117.025 | 0.0912 | 5.425 | 130175.608 | 0.1184 | 2.239 | 42494.356 | 0.0945 | 0.459 | 11069.82 | 0.0883 | 2.955 | 72510.719 | 0.0814 | 2.2 | 58968 | 0.0767 | 0.8 | 22178.1 | 1.1 | Water Injection | Low Ozone Season Rate | 0.0767 | 0.0767 | 2 |  |  | 2
NC | Lincoln | 7277 | 14 | Lincoln | 1996-02-01 | 1446 | 109.6 | 35.4317 | -81.0347 | ARP, CAIRNOX, CAIROS, CAIRSO2, TRNOX, TRNOXOS, TRSO2G1 | Combustion turbine | Diesel Oil | Pipeline Natural Gas | Water Injection | Electric Utility |  | 0.1572 | 0.688 | 8576.664 | 0.1563 | 0.554 | 6960.177 | 0.12 | 0.802 | 13589.86 | 0.0931 | 3.316 | 72454.32 | 0.0845 | 4.049 | 104192.353 | 0.0939 | 1.103 | 27001.263 | 0.0883 | 0.193 | 5145.505 | 0.081 | 2.558 | 68732.955 | 0.078 | 2.6 | 68722.1 | 0.0834 | 0.8 | 20000.3 | 1.3 | Water Injection | Low Ozone Season Rate | 0.078 | 0.078 | 2.6 |  |  | 2.6
NC | Lincoln | 7277 | 15 | Lincoln | 1996-03-01 | 1446 | 109.6 | 35.4317 | -81.0347 | ARP, CAIRNOX, CAIROS, CAIRSO2, TRNOX, TRNOXOS, TRSO2G1 | Combustion turbine | Diesel Oil | Pipeline Natural Gas | Water Injection | Electric Utility |  | 0.1563 | 1.194 | 14957.168 | 0.1547 | 0.602 | 7599 | 0.1287 | 2.525 | 35052.328 | 0.0803 | 2.572 | 68970.799 | 0.0788 | 3.701 | 99989.177 | 0.1183 | 1.784 | 34623.249 | 0.0826 | 0.189 | 5103.929 | 0.0764 | 2.155 | 59409.924 | 0.0758 | 2.1 | 60306.1 | 0.0826 | 0.7 | 19410.1 | 1.1 | Water Injection | Low Ozone Season Rate | 0.0758 | 0.0758 | 2.1 |  |  | 2.1
NC | Lincoln | 7277 | 16 | Lincoln | 1996-03-01 | 1446 | 109.6 | 35.4317 | -81.0347 | ARP, CAIRNOX, CAIROS, CAIRSO2, TRNOX, TRNOXOS, TRSO2G1 | Combustion turbine | Diesel Oil | Pipeline Natural Gas | Water Injection | Electric Utility |  | 0.1737 | 1.665 | 19123.53 | 0.1719 | 0.6 | 6900.451 | 0.1243 | 1.111 | 18527.918 | 0.0838 | 3.144 | 80357.436 | 0.0859 | 4.857 | 123033.97 | 0.0931 | 1.572 | 38971.677 | 0.0889 | 0.182 | 4764.665 | 0.0778 | 2.269 | 59533.132 | 0.0871 | 2.4 | 59475.8 | 0.091 | 0.4 | 10347.5 | 1.1 | Water Injection | Low Ozone Season Rate | 0.0778 | 0.0778 | 2.1 |  |  | 2.1
NC | Lumberton Power | 10382 | UNIT1 | Robeson | 1985-01-01 | 215 | 34.7 | 34.59 | -78.9968 | ARP | Stoker | Coal | Other Solid Fuel | Overfire Air | Electric Utility | Electric Services | 0.4039 | 51.454 | 269263.8 | 0.4184 | 12.158 | 59134.231 | 0.4328 | 2.917 | 13218.638 | 0.4489 | 2.91 | 14412.627 | 0.7506 | 12.579 | 35112.289 | 0.4935 | 15.279 | 68972.798 | [12 empty] | 0 |  | New SNCR | 0.4039 | 0.24234 | 0 |  |  | 0
NC | Lumberton Power | 10382 | UNIT2 | Robeson | 1985-01-01 | 215 | 34.7 | 34.59 | -78.9968 | ARP | Stoker | Coal | Other Solid Fuel | Overfire Air | Electric Utility | Electric Services | 0.4617 | 74.222 | 356641.425 | 0.4366 | 10.058 | 49401.61 |  |  |  | 0.4944 | 4.703 | 20256.366 | 0.782 | 13.957 | 37589.739 | 0.4863 | 15.497 | 67056.582 | [12 empty] | 0 |  | New SNCR | 0.4366 | 0.26196 | 0 |  |  | 0
NC | Marshall | 2727 | 1 | Catawba | 1965-03-21 | 4756 | 350 | 35.5975 | -80.9658 | ARP | Tangentially-fired | Coal | Diesel Oil | Low NOx Burner Technology w/ Closed-coupled OFA | Electric Utility | Electric Services | 0.4256 | 2141.441 | 9928887.862 | 0.2187 | 913.064 | 8178435.722 | 0.2112 | 1047.161 | 9711994.795 | 0.1707 | 884.659 | 10200000 | 0.2053 | 1009.17 | 9649437.594 | 0.1977 | 1218.039 | 11900000 | 0.2075 | 756.158 | 7143265.578 | 0.196 | 948.166 | 9437761.363 | 0.2109 | 979.7 | 8956939.2 | 0.2139 | 691.4 | 5938516.3 | 51.3 | SNCR | New SCR | 0.1707 | 0.08535 | 396.5 |  |  | 396.5
NC | Marshall | 2727 | 2 | Catawba | 1966-04-17 | 4542 | 350 | 35.5975 | -80.9658 | ARP | Tangentially-fired | Coal | Diesel Oil, Other Oil | Low NOx Burner Technology w/ Closed-coupled/Separated OFA | Electric Utility | Electric Services | 0.2447 | 1240.276 | 10200000 | 0.2401 | 1048.484 | 8654380.7 | 0.2329 | 1178.601 | 9937202.419 | 0.223 | 1164.645 | 10200000 | 0.2096 | 1215.463 | 10700000 | 0.1976 | 1030.061 | 10400000 | 0.2067 | 685.364 | 6703233.192 | 0.1956 | 889.109 | 8906652.991 | 0.2081 | 1104.4 | 10300000 | 0.2165 | 707.3 | 6087818.9 | 61.9 | SNCR | New SCR | 0.1956 | 0.0978 | 519 |  |  | 519
NC | Marshall | 2727 | 3 | Catawba | 1969-05-15 | 7506 | 648 | 35.5975 | -80.9658 | ARP | Tangentially-fired | Coal | Diesel Oil, Other Oil | Low NOx Burner Technology w/ Closed-coupled/Separated OFA | Electric Utility | Electric Services | 0.264 | 2239.285 | 16600000 | 0.2518 | 1791.845 | 13900000 | 0.2011 | 1824.998 | 18000000 | 0.1969 | 1455.831 | 14500000 | 0.2009 | 1925.585 | 19000000 | 0.2133 | 1955.733 | 17900000 | 0.0606 | 546.715 | 19100000 | 0.0432 | 381.383 | 19000000 | 0.0431 | 345.3 | 17100000 | 0.086 | 783.3 | 17200000 | 62 | SCR | Existing SCR | 0.0431 | 0.0431 | 345.3 |  |  | 345.3
NC | Marshall | 2727 | 4 | Catawba | 1970-05-01 | 7486 | 648 | 35.5975 | -80.9658 | ARP | Tangentially-fired | Coal | Diesel Oil |  | Electric Utility | Electric Services | 0.2503 | 2315.829 | 18200000 | 0.2399 | 1645.06 | 13500000 | 0.2215 | 1964.852 | 17500000 | 0.2231 | 1903.47 | 16600000 | 0.1967 | 1944.279 | 19300000 | 0.2008 | 1947.291 | 18800000 | 0.2107 | 2017.497 | 18600000 | 0.203 | 1841.281 | 17800000 | 0.2297 | 2222.4 | 18600000 | 0.3052 | 2411.6 | 14500000 | 67.6 | SNCR | New SCR | 0.1967 | 0.09835 | 951.6 |  |  | 951.6
NC | Mayo | 6250 | 1A | Person | 1982-12-01 | 4900 | 735.8 | 36.5278 | -78.8917 | ARP | Dry bottom wall-fired boiler | Coal | Diesel Oil | Low NOx Burner Technology (Dry Bottom only) | Electric Utility | Electric Services | 0.3665 | 2036.926 | 10900000 | 0.0689 | 302.986 | 9099767.536 | 0.0537 | 295.328 | 12000000 | 0.0665 | 305.978 | 11100000 | 0.061 | 308.983 | 10700000 | 0.097 | 401.841 | 9280575.429 | 0.0679 | 339.229 | 9930979.1 | 0.0767 | 419.574 | 11000000 | 0.074 | 382.2 | 10400000 | 0.1829 | 841.8 | 9447795 | 57.8 | SCR | Existing SCR | 0.0537 | 0.0537 | 277.3 |  |  | 277.3
NC | Mayo | 6250 | 1B | Person | 1982-12-01 | 4900 | 735.8 | 36.5278 | -78.8917 | ARP | Dry bottom wall-fired boiler | Coal | Diesel Oil | Low NOx Burner Technology (Dry Bottom only) | Electric Utility | Electric Services | 0.3668 | 1949.721 | 10500000 | 0.068 | 278.037 | 8386283.664 | 0.0537 | 261.519 | 10700000 | 0.0652 | 261.664 | 9821180.364 | 0.0614 | 266.547 | 9173960.222 | 0.0923 | 297.41 | 7200548.096 | 0.0674 | 305.317 | 8901962.3 | 0.0769 | 407.696 | 10600000 | 0.0714 | 272.7 | 7553783.3 | 0.1819 | 810.9 | 9127545 | 42 | SCR | Existing SCR | 0.0537 | 0.0537 | 205.1 |  |  | 205.1
NC | NCEMC Anson Plant | 56249 | ES1-A | Anson | 2007-01-23 | 330 | 57.3 | 34.9708 | -79.9208 | ARP, CAIRNOX, CAIROS, CAIRSO2, TRNOX, TRNOXOS, TRSO2G1 | Combustion turbine | Pipeline Natural Gas | Diesel Oil | Water Injection | Electric Utility | [16 empty] | 0.0828 | 4.84 | 116259.22 | 0.0816 | 7.633 | 185778.803 | 0.082 | 7.389 | 179170.066 | 0.0805 | 4.5 | 110554.1 | 0.0815 | 8.7 | 212559.4 | 9.1 | Water Injection | Low Ozone Season Rate | 0.0805 | 0.0805 | 4.5 |  |  | 4.5
NC | NCEMC Anson Plant | 56249 | ES1-B | Anson | 2007-01-23 | 330 | 57.3 | 34.9708 | -79.9208 | ARP, CAIRNOX, CAIROS, CAIRSO2, TRNOX, TRNOXOS, TRSO2G1 | Combustion turbine | Pipeline Natural Gas | Diesel Oil | Water Injection | Electric Utility | [16 empty] | 0.0874 | 5.007 | 113941.269 | 0.0939 | 8.84 | 184892.126 | 0.0871 | 7.733 | 176405.637 | 0.0901 | 5.1 | 111816.1 | 0.0847 | 9.1 | 212807.6 | 9.2 | Water Injection | Low Ozone Season Rate | 0.0847 | 0.0847 | 4.8 |  |  | 4.8
NC | NCEMC Anson Plant | 56249 | ES2-A | Anson | 2007-01-24 | 330 | 57.3 | 34.9708 | -79.9208 | ARP, CAIRNOX, CAIROS, CAIRSO2, TRNOX, TRNOXOS, TRSO2G1 | Combustion turbine | Pipeline Natural Gas | Diesel Oil | Water Injection | Electric Utility | [16 empty] | 0.0737 | 3.664 | 100485.102 | 0.0735 | 5.364 | 147637.909 | 0.0737 | 5.973 | 163974.602 | 0.0733 | 6.3 | 173347.5 | 0.0773 | 6.8 | 178933.6 | 14.3 | Water Injection | Low Ozone Season Rate | 0.0733 | 0.0733 | 6.3 |  |  | 6.3
NC | NCEMC Anson Plant | 56249 | ES2-B | Anson | 2007-01-24 | 330 | 57.3 | 34.9708 | -79.9208 | ARP, CAIRNOX, CAIROS, CAIRSO2, TRNOX, TRNOXOS, TRSO2G1 | Combustion turbine | Pipeline Natural Gas | Diesel Oil | Water Injection | Electric Utility | [16 empty] | 0.082 | 4.102 | 101255.093 | 0.0824 | 6.006 | 147556.512 | 0.0825 | 6.776 | 166105.624 | 0.082 | 7.1 | 174506.9 | 0.076 | 7 | 185635.7 | 14.4 | Water Injection | Low Ozone Season Rate | 0.076 | 0.076 | 6.6 |  |  | 6.6
NC | NCEMC Anson Plant | 56249 | ES3-A | Anson | 2007-02-12 | 330 | 57.3 | 34.9708 | -79.9208 | ARP, CAIRNOX, CAIROS, CAIRSO2, TRNOX, TRNOXOS, TRSO2G1 | Combustion turbine | Pipeline Natural Gas | Diesel Oil | Water Injection | Electric Utility | [16 empty] | 0.0782 | 3.046 | 78443.166 | 0.0778 | 3.542 | 91268.343 | 0.0789 | 4.164 | 106037.44 | 0.0787 | 6.7 | 171379 | 0.0768 | 6.8 | 178485.7 | 14.1 | Water Injection | Low Ozone Season Rate | 0.0768 | 0.0768 | 6.6 |  |  | 6.6
NC | NCEMC Anson Plant | 56249 | ES3-B | Anson | 2007-02-12 | 330 | 57.3 | 34.9708 | -79.9208 | ARP, CAIRNOX, CAIROS, CAIRSO2, TRNOX, TRNOXOS, TRSO2G1 | Combustion turbine | Pipeline Natural Gas | Diesel Oil | Water Injection | Electric Utility | [16 empty] | 0.0863 | 3.279 | 76364.803 | 0.0859 | 3.798 | 88344.794 | 0.0864 | 4.529 | 104846.997 | 0.0864 | 7.4 | 170492.9 | 0.0749 | 6.9 | 186798.9 | 14.1 | Water Injection | Low Ozone Season Rate | 0.0749 | 0.0749 | 6.4 |  |  | 6.4
NC | NCEMC Anson Plant | 56249 | ES4-A | Anson | 2007-02-13 | 330 | 57.3 | 34.9708 | -79.9208 | ARP, CAIRNOX, CAIROS, CAIRSO2, TRNOX, TRNOXOS, TRSO2G1 | Combustion turbine | Pipeline Natural Gas | Diesel Oil | Water Injection | Electric Utility | [16 empty] | 0.0851 | 3.241 | 76279.568 | 0.0848 | 3.788 | 89165.584 | 0.0849 | 4.513 | 106253.544 | 0.0852 | 7.6 | 179390.1 | 0.0841 | 8.1 | 191938.2 | 14.8 | Water Injection | Low Ozone Season Rate | 0.0841 | 0.0841 | 7.5 |  |  | 7.5
NC | NCEMC Anson Plant | 56249 | ES4-B | Anson | 2007-02-13 | 330 | 57.3 | 34.9708 | -79.9208 | ARP, CAIRNOX, CAIROS, CAIRSO2, TRNOX, TRNOXOS, TRSO2G1 | Combustion turbine | Pipeline Natural Gas | Diesel Oil | Water Injection | Electric Utility | [16 empty] | 0.0858 | 3.112 | 72542.11 | 0.0856 | 3.632 | 84672.408 | 0.0858 | 4.395 | 102357.705 | 0.0859 | 7.4 | 171335.5 | 0.0873 | 8.5 | 190575.7 | 14.1 | Water Injection | Low Ozone Season Rate | 0.0856 | 0.0856 | 7.3 |  |  | 7.3
NC | NCEMC Anson Plant | 56249 | ES5-A | Anson | 2007-04-23 | 330 | 57.3 | 34.9708 | -79.9208 | ARP, CAIRNOX, CAIROS, CAIRSO2, TRNOX, TRNOXOS, TRSO2G1 | Combustion turbine | Pipeline Natural Gas | Diesel Oil | Water Injection | Electric Utility | [16 empty] | 0.0869 | 2.643 | 60762.369 | 0.0867 | 2.741 | 63055.315 | 0.0867 | 3.445 | 79250.938 | 0.0872 | 7.8 | 178519.7 | 0.0782 | 7.4 | 189603.4 | 14.7 | Water Injection | Low Ozone Season Rate | 0.0782 | 0.0782 | 7 |  |  | 7
NC | NCEMC Anson Plant | 56249 | ES5-B | Anson | 2007-04-23 | 330 | 57.3 | 34.9708 | -79.9208 | ARP, CAIRNOX, CAIROS, CAIRSO2, TRNOX, TRNOXOS, TRSO2G1 | Combustion turbine | Pipeline Natural Gas | Diesel Oil | Water Injection | Electric Utility | [16 empty] | 0.0787 | 2.465 | 62798.074 | 0.0786 | 2.541 | 64879.014 | 0.0785 | 3.13 | 80044.867 | 0.0788 | 7.1 | 181828.7 | 0.0771 | 7.3 | 193500.5 | 15 | Water Injection | Low Ozone Season Rate | 0.0771 | 0.0771 | 7 |  |  | 7
NC | NCEMC Anson Plant | 56249 | ES6-A | Anson | 2007-04-24 | 330 | 57.3 | 34.9708 | -79.9208 | ARP, CAIRNOX, CAIROS, CAIRSO2, TRNOX, TRNOXOS, TRSO2G1 | Combustion turbine | Pipeline Natural Gas | Diesel Oil | Water Injection | Electric Utility | [16 empty] | 0.0839 | 1.911 | 45621.632 | 0.0837 | 1.704 | 40195.481 | 0.0839 | 4.266 | 100584.419 | 0.0836 | 6.4 | 151532.2 | 0.0729 | 7.5 | 208906.9 | 12.5 | Water Injection | Low Ozone Season Rate | 0.0729 | 0.0729 | 5.6 |  |  | 5.6
NC | NCEMC Anson Plant | 56249 | ES6-B | Anson | 2007-04-24 | 330 | 57.3 | 34.9708 | -79.9208 | ARP, CAIRNOX, CAIROS, CAIRSO2, TRNOX, TRNOXOS, TRSO2G1 | Combustion turbine | Pipeline Natural Gas | Diesel Oil | Water Injection | Electric Utility | [16 empty] | 0.083 | 1.934 | 46353.559 | 0.0818 | 1.66 | 39954.712 | 0.082 | 4.171 | 100442.2 | 0.0826 | 6.4 | 153070.6 | 0.0764 | 7.8 | 203782.5 | 12.6 | Water Injection | Low Ozone Season Rate | 0.0764 | 0.0764 | 5.9 |  |  | 5.9
NC | NCEMC Hamlet Plant | 56292 | ES1-A | Richmond | 2007-10-05 | 330 | 57.3 | 34.8422 | -79.7367 | ARP, CAIRNOX, CAIROS, CAIRSO2, TRNOX, TRNOXOS, TRSO2G1 | Combustion turbine | Pipeline Natural Gas | Diesel Oil | Water Injection | Electric Utility | [16 empty] | 0.0795 | 2.556 | 64583.303 | 0.0798 | 0.395 | 9939.604 | 0.0794 | 6.007 | 151787.748 | 0.0797 | 5.1 | 127830.4 | 0.0877 | 9.3 | 211844.4 | 10.5 | Water Injection | Low Ozone Season Rate | 0.0794 | 0.0794 | 5 |  |  | 5
NC | NCEMC Hamlet Plant | 56292 | ES1-B | Richmond | 2007-10-05 | 330 | 57.3 | 34.8422 | -79.7367 | ARP, CAIRNOX, CAIROS, CAIRSO2, TRNOX, TRNOXOS, TRSO2G1 | Combustion turbine | Pipeline Natural Gas | Diesel Oil | Water Injection | Electric Utility | [16 empty] | 0.0823 | 2.743 | 66785.14 | 0.0821 | 0.409 | 9965.237 | 0.0821 | 6.302 | 153523.6 | 0.0823 | 5.4 | 130662.9 | 0.0821 | 9.2 | 224131.9 | 10.8 | Water Injection | Low Ozone Season Rate | 0.0821 | 0.0821 | 5.4 |  |  | 5.4
NC | NCEMC Hamlet Plant | 56292 | ES2-A | Richmond | 2007-10-08 | 330 | 57.3 | 34.8422 | -79.7367 | ARP, CAIRNOX, CAIROS, CAIRSO2, TRNOX, TRNOXOS, TRSO2G1 | Combustion turbine | Pipeline Natural Gas | Diesel Oil | Water Injection | Electric Utility | [16 empty] | 0.0786 | 1.534 | 39289.428 | 0.0768 | 0.279 | 7276.693 | 0.0782 | 6.971 | 179430.814 | 0.0779 | 4.4 | 113235.4 | 0.0732 | 8.1 | 221265.2 | 9.3 | Water Injection | Low Ozone Season Rate | 0.0732 | 0.0732 | 4.1 |  |  | 4.1
NC | NCEMC Hamlet Plant | 56292 | ES2-B | Richmond | 2007-10-08 | 330 | 57.3 | 34.8422 | -79.7367 | ARP, CAIRNOX, CAIROS, CAIRSO2, TRNOX, TRNOXOS, TRSO2G1 | Combustion turbine | Pipeline Natural Gas | Diesel Oil | Water Injection | Electric Utility | [16 empty] | 0.0711 | 1.31 | 37153.711 | 0.0711 | 0.236 | 6765.216 | 0.0719 | 6.013 | 169717.824 | 0.0704 | 3.7 | 106013.3 | 0.068 | 7.1 | 211262.6 | 8.7 | Water Injection | Low Ozone Season Rate | 0.068 | 0.068 | 3.5 |  |  | 3.5
NC | NCEMC Hamlet Plant | 56292 | ES3-A | Richmond | 2007-10-11 | 330 | 57.3 | 34.8422 | -79.7367 | ARP, CAIRNOX, CAIROS, CAIRSO2, TRNOX, TRNOXOS, TRSO2G1 | Combustion turbine | Pipeline Natural Gas | Diesel Oil | Water Injection | Electric Utility | [16 empty] | 0.0751 | 4.716 | 125691.219 | 0.0753 | 0.988 | 26209.045 | 0.0749 | 6.851 | 182808.159 | 0.0753 | 6.9 | 184491.9 | 0.0717 | 7.6 | 212772.1 | 15.2 | Water Injection | Low Ozone Season Rate | 0.0717 | 0.0717 | 6.6 |  |  | 6.6
NC | NCEMC Hamlet Plant | 56292 | ES3-B | Richmond | 2007-10-11 | 330 | 57.3 | 34.8422 | -79.7367 | ARP, CAIRNOX, CAIROS, CAIRSO2, TRNOX, TRNOXOS, TRSO2G1 | Combustion turbine | Pipeline Natural Gas | Diesel Oil | Water Injection | Electric Utility | [16 empty] | 0.0778 | 4.859 | 124695.819 | 0.0775 | 1.014 | 25956.197 | 0.0778 | 7.3 | 187209.086 | 0.078 | 7.3 | 188290.7 | 0.078 | 8.7 | 221953.1 | 15.5 | Water Injection | Low Ozone Season Rate | 0.0775 | 0.0775 | 7.3 |  |  | 7.3
NC | NCEMC Hamlet Plant | 56292 | ES4-A | Richmond | 2007-10-11 | 330 | 57.3 | 34.8422 | -79.7367 | ARP, CAIRNOX, CAIROS, CAIRSO2, TRNOX, TRNOXOS, TRSO2G1 | Combustion turbine | Pipeline Natural Gas | Diesel Oil | Water Injection | Electric Utility | [16 empty] | 0.0778 | 3.613 | 93097.021 | 0.0775 | 0.115 | 2957.491 | 0.0773 | 7.767 | 200717.196 | 0.0782 | 5.8 | 148716.4 | 0.0739 | 7.9 | 213730.7 | 12.3 | Water Injection | Low Ozone Season Rate | 0.0739 | 0.0739 | 5.5 |  |  | 5.5
NC | NCEMC Hamlet Plant | 56292 | ES4-B | Richmond | 2007-10-11 | 330 | 57.3 | 34.8422 | -79.7367 | ARP, CAIRNOX, CAIROS, CAIRSO2, TRNOX, TRNOXOS, TRSO2G1 | Combustion turbine | Pipeline Natural Gas | Diesel Oil | Water Injection | Electric Utility | [16 empty] | 0.079 | 3.712 | 94722.14 | 0.0799 | 0.116 | 2956.956 | 0.0784 | 7.986 | 205093.01 | 0.0788 | 6.1 | 156809.5 | 0.0774 | 8.6 | 224276.8 | 12.9 | Water Injection | Low Ozone Season Rate | 0.0774 | 0.0774 | 6 |  |  | 6
NC | NCEMC Hamlet Plant | 56292 | ES5-A | Richmond | 2007-10-26 | 330 | 57.3 | 34.8422 | -79.7367 | ARP, CAIRNOX, CAIROS, CAIRSO2, TRNOX, TRNOXOS, TRSO2G1 | Combustion turbine | Pipeline Natural Gas | Diesel Oil | Water Injection | Electric Utility | [16 empty] | 0.0738 | 1.5 | 40596.214 | 0.0732 | 0.13 | 3534.185 | 0.0735 | 5.906 | 159798.899 | 0.0739 | 3.5 | 93925.1 | 0.0758 | 8.8 | 230531.2 | 7.8 | Water Injection | Low Ozone Season Rate | 0.0732 | 0.0042 | 0.2 |  |  | 0.2
NC | NCEMC Hamlet Plant | 56292 | ES5-B | Richmond | 2007-10-26 | 330 | 57.3 | 34.8422 | -79.7367 | ARP, CAIRNOX, CAIROS, CAIRSO2, TRNOX, TRNOXOS, TRSO2G1 | Combustion turbine | Pipeline Natural Gas | Diesel Oil | Water Injection | Electric Utility | [16 empty] | 0.0768 | 1.543 | 40303.033 | 0.0768 | 0.135 | 3511.398 | 0.0764 | 5.993 | 157275.529 | 0.0768 | 3.5 | 91199.4 | 0.0735 | 8.4 | 228402.8 | 7.5 | Water Injection | Low Ozone Season Rate | 0.0735 | 0.0042 | 0.2 |  |  | 0.2
NC | Plant Rowan County | 7826 | 1 | Rowan | 2001-05-15 | 1875 | 199.4 | 35.7325 | -80.6019 | ARP, CAIRNOX, CAIROS, CAIRSO2, TRNOX, TRNOXOS, TRSO2G1 | Combustion turbine | Pipeline Natural Gas | Diesel Oil | Dry Low NOx Burners<br>Water Injection | Electric Utility |  | 0.052 | 0.042 | 1313.25 | 0.0279 | 0.288 | 18565.825 | 0.0286 | 3.417 | 218692.1 | 0.0306 | 7.624 | 483177.425 | 0.0281 | 11.53 | 818149.95 | 0.0364 | 5.121 | 337936.675 | 0.0392 | 6.187 | 402911.925 | 0.0414 | 12.879 | 793903.1 | 0.0416 | 3.9 | 235619.1 | 0.0423 | 11.2 | 641317.2 | 3.4 | Dry Low NOx Burners<br>Water Injection | Low Ozone Season Rate | 0.0279 | 0.0279 | 2.6 |  |  | 2.6
NC | Plant Rowan County | 7826 | 2 | Rowan | 2001-05-11 | 1875 | 199.4 | 35.7325 | -80.6019 | ARP, CAIRNOX, CAIROS, CAIRSO2, TRNOX, TRNOXOS, TRSO2G1 | Combustion turbine | Pipeline Natural Gas | Diesel Oil | Dry Low NOx Burners<br>Water Injection | Electric Utility |  | 0.0354 | 0.296 | 16959.65 | 0.2591 | 3.13 | 18957.15 | 0.0304 | 2.474 | 149866.425 | 0.0308 | 8.143 | 508762.825 | 0.031 | 12.674 | 815428.35 | 0.0366 | 5.143 | 367264.075 | 0.0379 | 5.444 | 383668.3 | 0.0387 | 11.998 | 778359.75 | 0.0403 | 4.2 | 252746.1 | 0.0391 | 8.5 | 515353.9 | 3.7 | Dry Low NOx Burners<br>Water Injection | Low Ozone Season Rate | 0.0304 | 0.0304 | 3.1 |  |  | 3.1
NC | Plant Rowan County | 7826 | 3 | Rowan | 2001-05-15 | 1875 | 199.4 | 35.7325 | -80.6019 | ARP, CAIRNOX, CAIROS, CAIRSO2, TRNOX, TRNOXOS, TRSO2G1 | Combustion turbine | Pipeline Natural Gas | Diesel Oil | Dry Low NOx Burners<br>Water Injection | Electric Utility |  | 0.0335 | 1.594 | 100403.65 | 0.0278 | 0.291 | 19227.05 | 0.0278 | 2.833 | 185234.575 | 0.0302 | 6.745 | 436535.475 | 0.032 | 10.853 | 678278.025 | 0.0408 | 5.71 | 371295.05 | 0.0423 | 4.1 | 251557.525 | 0.039 | 10.364 | 673778.975 | 0.0384 | 7 | 440601.7 | 0.0463 | 6.3 | 335406.5 | 6.4 | Dry Low NOx Burners<br>Water Injection | Low Ozone Season Rate | 0.0278 | 0.0278 | 5.1 |  |  | 5.1
NC | Plant Rowan County | 7826 | 4 | Rowan | 2003-04-29 | 1875 | 199.4 | 35.7325 | -80.6019 | ARP, CAIRNOX, CAIROS, CAIRSO2, TRNOX, TRNOXOS, TRSO2G1 | Combined cycle | Pipeline Natural Gas | Diesel Oil | Dry Low NOx Burners<br>Selective Catalytic Reduction | Electric Utility |  | 0.0623 | 10.522 | 676874.6 | 0.0479 | 7.162 | 693270.25 | 0.1346 | 91.51 | 1637660 | 0.0421 | 17.55 | 1806044.9 | 0.0359 | 19.634 | 2214910.275 | 0.0388 | 18.998 | 2088013.725 | 0.0379 | 20.616 | 2330447.075 | 0.0127 | 20.059 | 4195078.75 | 0.0196 | 23.7 | 4019555.1 | 0.0147 | 26.4 | 5009796.3 | 58.4 | Dry Low NOx Burners<br>Selective Catalytic Reduction | Existing SCR | 0.0127 | 0.0127 | 15.4 |  |  | 15.4
NC | Plant Rowan County | 7826 | 5 | Rowan | 2003-04-29 | 1875 | 199.4 | 35.7325 | -80.6019 | ARP, CAIRNOX, CAIROS, CAIRSO2, TRNOX, TRNOXOS, TRSO2G1 | Combined cycle | Pipeline Natural Gas |  | Dry Low NOx Burners<br>Selective Catalytic Reduction | Electric Utility |  | 0.0654 | 10.552 | 629219.2 | 0.0498 | 9.794 | 923487.1 | 0.1488 | 89.206 | 1348386.5 | 0.038 | 16.465 | 1811362 | 0.03 | 17.044 | 2162926.8 | 0.0445 | 22.308 | 2135645.8 | 0.0369 | 22.963 | 2620060.55 | 0.0228 | 22.291 | 3479790.375 | 0.0254 | 26.5 | 3784025.3 | 0.0191 | 26.8 | 4524084.7 | 55 | Dry Low NOx Burners<br>Selective Catalytic Reduction | Existing SCR | 0.0191 | 0.0191 | 20 |  |  | 20
NC | Richmond County Plant | 7805 | 1 | Richmond | 2001-03-25 | 2010 | 211.8 | 34.8422 | -79.7444 | ARP, CAIRNOX, CAIROS, CAIRSO2, TRNOX, TRNOXOS, TRSO2G1 | Combustion turbine | Pipeline Natural Gas | Diesel Oil | Dry Low NOx Burners<br>Water Injection | Electric Utility |  | 0.0252 | 5.357 | 455428.675 | 0.0267 | 7.801 | 586024.025 | 0.0278 | 18.61 | 1332979.9 | 0.0287 | 15.194 | 1058983.75 | 0.0303 | 20.254 | 1341809.55 | 0.031 | 21.942 | 1419937 | 0.0399 | 24.003 | 1474984.625 | 0.0401 | 43.254 | 2449447.7 | 0.0423 | 39.2 | 2166785.2 | 0.0388 | 34.7 | 2107552.5 | 29.4 | Dry Low NOx Burners<br>Water Injection | Low Ozone Season Rate | 0.0252 | 0.0252 | 23.3 |  |  | 23.3
NC | Richmond County Plant | 7805 | 2 | Richmond | 2001-04-01 | 1953 | 211.8 | 34.8422 | -79.7444 | ARP, CAIRNOX, CAIROS, CAIRSO2, TRNOX, TRNOXOS, TRSO2G1 | Combustion turbine | Pipeline Natural Gas | Diesel Oil | Dry Low NOx Burners<br>Water Injection | Electric Utility |  | 0.0309 | 9.664 | 639425.15 | 0.0245 | 6.716 | 548420.9 | 0.026 | 18.021 | 1380082.775 | 0.03 | 15.251 | 1027351.85 | 0.0302 | 13.575 | 903560.05 | 0.0326 | 24.007 | 1473770.675 | 0.0458 | 22.491 | 1188165.35 | 0.0401 | 41.013 | 2350394.25 | 0.0436 | 34.9 | 1841967.6 | 0.0414 | 37.1 | 2061726.3 | 25.7 | Dry Low NOx Burners<br>Water Injection | Low Ozone Season Rate | 0.0245 | 0.0245 | 19.6 |  |  | 19.6
NC | Richmond County Plant | 7805 | 3 | Richmond | 2001-04-08 | 2010 | 211.8 | 34.8422 | -79.7444 | ARP, CAIRNOX, CAIROS, CAIRSO2, TRNOX, TRNOXOS, TRSO2G1 | Combustion turbine | Pipeline Natural Gas | Diesel Oil | Dry Low NOx Burners<br>Water Injection | Electric Utility |  | 0.0278 | 11.086 | 828087.975 | 0.028 | 9.056 | 647034.675 | 0.0269 | 18.126 | 1342034.3 | 0.0274 | 13.336 | 969074.375 | 0.0272 | 17.461 | 1275299.625 | 0.0326 | 21.548 | 1330432.25 | 0.0413 | 18.775 | 1092552.6 | 0.0427 | 37.257 | 2043531.375 | 0.0433 | 28.7 | 1599548.1 | 0.0387 | 31.9 | 1948467.9 | 21.7 | Dry Low NOx Burners<br>Water Injection | Low Ozone Season Rate | 0.0269 | 0.0269 | 17.8 |  |  | 17.8
NC | Richmond County Plant | 7805 | 4 | Richmond | 2001-04-15 | 2010 | 211.8 | 34.8422 | -79.7444 | ARP, CAIRNOX, CAIROS, CAIRSO2, TRNOX, TRNOXOS, TRSO2G1 | Combustion turbine | Pipeline Natural Gas | Diesel Oil | Dry Low NOx Burners<br>Water Injection | Electric Utility |  | 0.0277 | 10.16 | 739221.3 | 0.0282 | 9.053 | 638463.925 | 0.0294 | 19.104 | 1280354.3 | 0.03 | 16.675 | 1089589.8 | 0.0315 | 19.497 | 1244378.775 | 0.033 | 18.456 | 1120737.8 | 0.0418 | 13.266 | 759148.375 | 0.0397 | 38.352 | 2179720.575 | 0.0425 | 33.2 | 1813712.5 | 0.0399 | 39.3 | 2255615.8 | 24.6 | Dry Low NOx Burners<br>Water Injection | Low Ozone Season Rate | 0.0277 | 0.0277 | 21.6 |  |  | 21.6
NC | Richmond County Plant | 7805 | 6 | Richmond | 2002-04-01 | 2010 | 195.3 | 34.8422 | -79.7444 | ARP, CAIRNOX, CAIROS, CAIRSO2, TRNOX, TRNOXOS, TRSO2G1 | Combustion turbine | Pipeline Natural Gas | Diesel Oil | Dry Low NOx Burners<br>Water Injection | Electric Utility |  | 0.0282 | 5.235 | 382722.475 | 0.0277 | 7.224 | 521760.7 | 0.0232 | 12.801 | 1086648.925 | 0.0297 | 14.811 | 1007207.6 | 0.0295 | 21.717 | 1478364.2 | 0.0361 | 18.688 | 1022616.625 | 0.0386 | 14.253 | 913241 | 0.0409 | 39.249 | 2197630.875 | 0.0418 | 37.7 | 2113906.9 | 0.0419 | 36.7 | 1987977.2 | 28.6 | Dry Low NOx Burners<br>Water Injection | Low Ozone Season Rate | 0.0232 | 0.0232 | 20.9 |  |  | 20.9
NC | Richmond County Plant | 7805 | 7 | Richmond | 2002-04-01 | 1980 | 195.3 | 34.8422 | -79.7444 | ARP, CAIRNOX, CAIROS, CAIRSO2, TRNOX, TRNOXOS, TRSO2G1 | Combined cycle | Pipeline Natural Gas | Diesel Oil | Dry Low NOx Burners<br>Water Injection<br>Selective Catalytic Reduction | Electric Utility |  | 0.0097 | 6.611 | 1695255.725 | 0.0178 | 14.842 | 2640259.25 | 0.0122 | 11.982 | 2521624.3 | 0.0187 | 16.853 | 2820062.2 | 0.0129 | 15.623 | 3417261.025 | 0.0195 | 17.118 | 2810138.65 | 0.0112 | 18.769 | 4312752.975 | 0.0085 | 19.92 | 5150165.25 | 0.0113 | 22.2 | 4994086.3 | 0.0073 | 15.4 | 4354042.9 | 68.7 | Dry Low NOx Burners<br>Water Injection<br>Selective Catalytic Reduction | Existing SCR | 0.0073 | 0.0073 | 14.3 |  |  | 14.3
NC | Richmond County Plant | 7805 | 8 | Richmond | 2002-04-01 | 1980 | 195.3 | 34.8422 | -79.7444 | ARP, CAIRNOX, CAIROS, CAIRSO2, TRNOX, TRNOXOS, TRSO2G1 | Combined cycle | Pipeline Natural Gas | Diesel Oil | Dry Low NOx Burners<br>Water Injection<br>Selective Catalytic Reduction | Electric Utility |  | 0.0104 | 9.106 | 2154254.3 | 0.0174 | 13.602 | 2487311.85 | 0.0116 | 13.555 | 2671725.825 | 0.019 | 18.061 | 2925949.525 | 0.0195 | 20.123 | 3228848.8 | 0.0187 | 17.635 | 2919667.625 | 0.0139 | 19.515 | 3927960.9 | 0.0086 | 20.652 | 5132440.275 | 0.0125 | 23.3 | 4935878 | 0.0092 | 19.1 | 4938507.8 | 67.9 | Dry Low NOx Burners<br>Water Injection<br>Selective Catalytic Reduction | Existing SCR | 0.0086 | 0.0086 | 16 |  |  | 16
NC | Richmond County Plant | 7805 | 9 | Richmond | 2011-01-18 | 2540 | 191.2 | 34.8422 | -79.7444 | ARP, CAIRNOX, CAIROS, CAIRSO2, TRNOX, TRNOXOS, TRSO2G1 | Combined cycle | Pipeline Natural Gas | Diesel Oil | Dry Low NOx Burners<br>Water Injection<br>Selective Catalytic Reduction | Electric Utility | [25 empty] | 0.0094 | 17.5 | 5406258.2 | 0.0081 | 25.6 | 7489663.2 | 58 | Dry Low NOx Burners<br>Water Injection<br>Selective Catalytic Reduction | Existing SCR | 0.0081 | 0.0081 | 15.1 |  |  | 15.1
NC | Richmond County Plant | 7805 | 10 | Richmond | 2011-01-17 | 2540 | 191.2 | 34.8422 | -79.7444 | ARP, CAIRNOX, CAIROS, CAIRSO2, TRNOX, TRNOXOS, TRSO2G1 | Combined cycle | Pipeline Natural Gas | Diesel Oil | Dry Low NOx Burners<br>Water Injection<br>Selective Catalytic Reduction | Electric Utility | [25 empty] | 0.0105 | 22.4 | 5556038.1 | 0.0083 | 26 | 7467542.7 | 59.6 | Dry Low NOx Burners<br>Water Injection<br>Selective Catalytic Reduction | Existing SCR | 0.0083 | 0.0083 | 17.7 |  |  | 17.7
NC | Riverbend | 2732 | 7 | Gaston | 1952-10-20 | 1547 | 100 | 35.36 | -80.9742 | ARP | Tangentially-fired | Coal | Diesel Oil, Other Oil, Pipeline Natural Gas | Low NOx Burner Technology w/ Closed-coupled/Separated OFA | Electric Utility | Electric Services | 0.2469 | 276.304 | 2221827.093 | 0.2327 | 124.509 | 1038255.603 | 0.2366 | 262.416 | 2191010.162 | 0.2308 | 235.116 | 2020053.704 | 0.1842 | 240.646 | 2580209.894 | 0.1908 | 218.625 | 2261090.127 | 0.1959 | 27.943 | 281524.723 | 0.2905 | 214.958 | 1695738.963 | 0.2776 | 141.3 | 1210298.6 | 0.2254 | 19.1 | 175957.3 | 21.3 | SNCR | Existing SNCR | 0.1842 | 0.1842 | 93.7 | Shutdown | Gas Combined Cycle Replacement | 5.7 | 135.5
NC | Riverbend | 2732 | 8 | Gaston | 1952-11-22 | 1256 | 100 | 35.36 | -80.9742 | ARP | Tangentially-fired | Coal | Diesel Oil, Other Oil, Pipeline Natural Gas | Low NOx Burner Technology w/ Closed-coupled OFA | Electric Utility | Electric Services | 0.4187 | 505.238 | 2336044.767 | 0.398 | 296.659 | 1444134.806 | 0.2309 | 259.237 | 2161332.645 | 0.2319 | 233.279 | 1970383.942 | 0.2277 | 258.903 | 2227407.96 | 0.1771 | 197.179 | 2204083.584 | 0.2023 | 34.209 | 310013.738 | 0.2861 | 186.352 | 1644761.775 | 0.3293 | 178.7 | 1263588 | 0.2933 | 20.6 | 153078.2 | 27.4 | SNCR | Existing SNCR | 0.1771 | 0.1771 | 96.1 | Shutdown | Gas Combined Cycle Replacement | 6 | 172.7
NC | Riverbend | 2732 | 9 | Gaston | 1954-08-12 | 1628 | 133 | 35.36 | -80.9742 | ARP | Tangentially-fired | Coal | Diesel Oil, Pipeline Natural Gas | Low NOx Burner Technology w/ Closed-coupled OFA | Electric Utility | Electric Services | 0.4331 | 726.265 | 3275634.108 | 0.3936 | 449.217 | 2179932.277 | 0.2043 | 309.383 | 2913262.197 | 0.2059 | 323.436 | 3020648.322 | 0.1667 | 295.37 | 3505191.008 | 0.1741 | 274.63 | 3108261.81 | 0.2129 | 105.699 | 1097325.811 | 0.2739 | 270.708 | 2501880.803 | 0.262 | 250.4 | 2392308.9 | 0.1989 | 31.6 | 326555.9 | 40 | SNCR | New SCR | 0.1667 | 0.08335 | 79.7 | Shutdown | Gas Combined Cycle Replacement | 11.4 | 239.1
NC | Riverbend | 2732 | 10 | Gaston | 1954-11-02 | 1728 | 133 | 35.36 | -80.9742 | ARP | Tangentially-fired | Coal | Diesel Oil, Pipeline Natural Gas | Low NOx Burner Technology w/ Closed-coupled OFA | Electric Utility | Electric Services | 0.426 | 753.995 | 3440318.378 | 0.2059 | 233.907 | 2218873.466 | 0.2049 | 325.094 | 3058338.634 | 0.202 | 315.599 | 3032622.399 | 0.1754 | 307.559 | 3440688.676 | 0.1834 | 293.809 | 3123987.791 | 0.209 | 125.642 | 1253186.469 | 0.2623 | 293.016 | 2600582.378 | 0.2878 | 278.8 | 2320136.5 | 0.1903 | 37.8 | 384948.1 | 36.6 | SNCR | Existing SNCR | 0.1754 | 0.1754 | 169.9 | Shutdown | Gas Combined Cycle Replacement | 11 | 267.8
NC | Riverbend | 2732 | 10C | Gaston | 1969-07-24 | 775 | 33.8 | 35.36 | -80.9742 | CAIRNOX, CAIROS, CAIRSO2 | Combustion turbine | Pipeline Natural Gas | Diesel Oil |  | Electric Utility |  |  |  |  | 0.7005 | 0.83 | 2371.7 | 0.7003 | 3.551 | 10145.2 | 0.7 | 1.357 | 3875.5 | 0.7 | 6.774 | 19352.3 | 0.7001 | 1.533 | 4378.8 |  |  |  | 0.7 | 0.271 | 775 | 0.7001 | 1.5 | 4177.5 |  |  |  | 0.1 | None Reported | Water Injection | 0.7 | 0.42 | 0.9 |  |  | 0.9
NC | Riverbend | 2732 | 11C | Gaston | 1969-07-31 | 775 | 33.8 | 35.36 | -80.9742 | CAIRNOX, CAIROS, CAIRSO2 | Combustion turbine | Pipeline Natural Gas | Diesel Oil |  | Electric Utility |  |  |  |  | 0.7 | 0.73 | 2084.9 | 0.7 | 5.721 | 16345.1 | 0.7 | 2.368 | 6766.1 | 0.7002 | 1.782 | 5092.3 | 0.7 | 0.751 | 2146.9 | 0.7 | 0.301 | 860.3 |  |  |  | 0.7017 | 0.4 | 1170.3 |  |  |  | 0 | None Reported | Water Injection | 0.7 | 0.42 | 0.2 |  |  | 0.2
NC | Riverbend | 2732 | 8C | Gaston | 1969-07-09 | 775 | 33.8 | 35.36 | -80.9742 | CAIRNOX, CAIROS, CAIRSO2 | Combustion turbine | Pipeline Natural Gas | Diesel Oil |  | Electric Utility |  |  |  |  | 0.7 | 1.001 | 2859.9 | 0.7001 | 5.734 | 16383.6 | 0.7001 | 2.732 | 7804.6 | 0.7 | 6.334 | 18096.6 | 0.7001 | 1.601 | 4572.7 | [12 empty] | 0 | None Reported | Water Injection | 0.7 | 0.42 | 0 |  |  | 0
NC | Riverbend | 2732 | 9C | Gaston | 1969-07-09 | 775 | 33.8 | 35.36 | -80.9742 | CAIRNOX, CAIROS, CAIRSO2 | Combustion turbine | Pipeline Natural Gas | Diesel Oil |  | Electric Utility |  |  |  |  | 0.7006 | 1.394 | 3983.7 | 0.7 | 0.64 | 1829.2 | 0.7 | 0.141 | 403 | 0.7001 | 7.766 | 22188.5 | 0.7 | 1.378 | 3937.2 | 0.7 | 0.323 | 922.3 |  |  |  | 0.7003 | 0.2 | 503.9 |  |  |  | 0 | None Reported | Water Injection | 0.7 | 0.42 | 0.1 |  |  | 0.1
NC | Rockingham County Combustion Turbine | 55116 | CT1 | Rockingham | 2000-05-30 | 1920 | 195.5 | 36.3297 | -79.8297 | ARP, CAIRNOX, CAIROS, CAIRSO2, TRNOX, TRNOXOS, TRSO2G1 | Combustion turbine | Pipeline Natural Gas | Diesel Oil | Dry Low NOx Burners<br>Water Injection | Electric Utility |  | 0.0475 | 1.064 | 58187.183 | 0.0515 | 2.223 | 102324.079 | 0.0518 | 2.822 | 132548.671 | 0.0487 | 8.914 | 436115.782 | 0.0438 | 11.372 | 603802.397 | 0.0434 | 6.277 | 319292.796 | 0.0472 | 3.294 | 170928.26 | 0.0439 | 18.453 | 960903.225 | 0.0509 | 20.5 | 880487.4 | 0.0525 | 22 | 910745.5 | 12.5 | Dry Low NOx Burners<br>Water Injection | Low Ozone Season Rate | 0.0434 | 0.0434 | 17.4 |  |  | 17.4
NC | Rockingham County Combustion Turbine | 55116 | CT2 | Rockingham | 2000-06-12 | 1920 | 195.5 | 36.3297 | -79.8297 | ARP, CAIRNOX, CAIROS, CAIRSO2, TRNOX, TRNOXOS, TRSO2G1 | Combustion turbine | Pipeline Natural Gas | Diesel Oil | Dry Low NOx Burners<br>Water Injection | Electric Utility |  | 0.0499 | 1.633 | 83255.898 | 0.0516 | 1.6 | 73152.172 | 0.0602 | 3.214 | 135549.976 | 0.0524 | 6.828 | 317634.479 | 0.0463 | 14.071 | 662898.455 | 0.0458 | 7.19 | 346415.275 | 0.0472 | 2.564 | 120859.125 | 0.046 | 16.574 | 807572.913 | 0.052 | 11.7 | 491862.3 | 0.0498 | 26.7 | 1148855 | 7 | Dry Low NOx Burners<br>Water Injection | Low Ozone Season Rate | 0.0458 | 0.0458 | 10.3 |  |  | 10.3
NC | Rockingham County Combustion Turbine | 55116 | CT3 | Rockingham | 2000-06-27 | 1920 | 195.5 | 36.3297 | -79.8297 | ARP, CAIRNOX, CAIROS, CAIRSO2, TRNOX, TRNOXOS, TRSO2G1 | Combustion turbine | Pipeline Natural Gas | Diesel Oil | Dry Low NOx Burners<br>Water Injection | Electric Utility |  | 0.0478 | 1.853 | 94927.848 | 0.0558 | 2.316 | 91483.827 | 0.0549 | 3.634 | 158129.128 | 0.0518 | 12.461 | 565070.574 | 0.0518 | 9.358 | 422094.006 | 0.0529 | 7.049 | 295466.375 | 0.0463 | 3.212 | 145775.764 | 0.0482 | 18.733 | 856907.142 | 0.0514 | 19.7 | 833267.3 | 0.0507 | 17.9 | 758029.8 | 11.8 | Dry Low NOx Burners<br>Water Injection | Low Ozone Season Rate | 0.0463 | 0.0463 | 17.7 |  |  | 17.7
NC | Rockingham County Combustion Turbine | 55116 | CT4 | Rockingham | 2000-07-05 | 1920 | 195.5 | 36.3297 | -79.8297 | ARP, CAIRNOX, CAIROS, CAIRSO2, TRNOX, TRNOXOS, TRSO2G1 | Combustion turbine | Pipeline Natural Gas | Diesel Oil | Dry Low NOx Burners<br>Water Injection | Electric Utility |  | 0.0508 | 1.397 | 66223.503 | 0.0594 | 2.347 | 94170.289 | 0.0563 | 1.555 | 64955.857 | 0.0555 | 4.115 | 180455.976 | 0.0538 | 18.014 | 753548.067 | 0.0488 | 8.395 | 384040.115 | 0.0446 | 6.06 | 300611.181 | 0.0496 | 21.732 | 975757.615 | 0.0516 | 18.8 | 779793.6 | 0.0739 | 42.7 | 1228481.9 | 11.1 | Dry Low NOx Burners<br>Water Injection | Low Ozone Season Rate | 0.0446 | 0.0446 | 16.3 |  |  | 16.3
NC | Rockingham County Combustion Turbine | 55116 | CT5 | Rockingham | 2000-07-18 | 1920 | 195.5 | 36.3297 | -79.8297 | ARP, CAIRNOX, CAIROS, CAIRSO2, TRNOX, TRNOXOS, TRSO2G1 | Combustion turbine | Pipeline Natural Gas | Diesel Oil | Dry Low NOx Burners<br>Water Injection | Electric Utility |  | 0.0572 | 0.784 | 33137.934 | 0.0492 | 1.623 | 77720.233 | 0.0532 | 2.542 | 112896.9 | 0.0526 | 4.816 | 217382.712 | 0.0499 | 16.519 | 752265.381 | 0.0449 | 8.763 | 427623.715 | 0.0451 | 6.884 | 337071.562 | 0.0507 | 17.574 | 740395.696 | 0.0496 | 20.4 | 878276.2 | 0.0471 | 26.4 | 1222623.4 | 12.5 | Dry Low NOx Burners<br>Water Injection | Low Ozone Season Rate | 0.0449 | 0.0449 | 18.4 |  |  | 18.4
NC | Rosemary Power Station | 50555 | 1 | Halifax | 1990-12-27 | 1136 | 86 | 36.4525 | -77.6594 | ARP, CAIRNOX, CAIROS, CAIRSO2, TRNOX, TRNOXOS, TRSO2G1 | Combined cycle | Pipeline Natural Gas | Diesel Oil | Water Injection | Electric Utility |  | 0.0568 | 8.008 | 355220.85 | 0.1132 | 14.656 | 260323.926 | 0.1161 | 36.453 | 629140.627 | 0.1159 | 39.444 | 680984.576 | 0.116 | 33.174 | 571975.228 | 0.116 | 58.697 | 1012022.103 | 0.1295 | 48.657 | 742599.006 | 0.1245 | 38.62 | 614828.96 | 0.1254 | 52.8 | 833676.2 | 0.1283 | 25.5 | 392971.1 | 20 | Water Injection | Low Ozone Season Rate | 0.0568 | 0.0568 | 23.9 |  |  | 23.9
NC | Rosemary Power Station | 50555 | 2 | Halifax | 1990-12-27 | 541 | 40 | 36.4525 | -77.6594 | ARP, CAIRNOX, CAIROS, CAIRSO2, TRNOX, TRNOXOS, TRSO2G1 | Combined cycle | Pipeline Natural Gas | Diesel Oil | Water Injection | Electric Utility |  | 0.147 | 0.897 | 14100.725 | 0.1513 | 10.001 | 132466.2 | 0.1525 | 23.892 | 314976.8 | 0.1511 | 28.352 | 375295 | 0.151 | 23.772 | 314883 | 0.1533 | 38.934 | 512492.2 | 0.1304 | 24.308 | 381921.4 | 0.1279 | 21.763 | 344129.5 | 0.1303 | 28.8 | 453241.6 | 0.1324 | 13.8 | 216511.8 | 22.8 | Water Injection | Low Ozone Season Rate | 0.1279 | 0.1279 | 28.3 |  |  | 28.3
NC | Roxboro | 2712 | 1 | Person | 1966-05-28 | 4722 | 410.8 | 36.4833 | -79.0731 | ARP | Dry bottom wall-fired boiler | Coal | Residual Oil | Overfire Air<br>Low NOx Burner Technology (Dry Bottom only)<br>Selective Catalytic Reduction | Electric Utility | Electric Services | 0.1009 | 521.245 | 11000000 | 0.0856 | 367.484 | 8896896.875 | 0.084 | 447.719 | 10900000 | 0.0886 | 489.561 | 11600000 | 0.0873 | 464.745 | 10800000 | 0.1131 | 487.617 | 9729501.4 | 0.0851 | 411.526 | 10100000 | 0.0909 | 475.276 | 11000000 | 0.1566 | 615.3 | 8535981.9 | 0.1609 | 650.1 | 8141467.7 | 49.2 | SCR | Existing SCR | 0.084 | 0.084 | 330 |  |  | 330
NC | Roxboro | 2712 | 2 | Person | 1968-05-10 | 7212 | 657 | 36.4833 | -79.0731 | ARP | Tangentially-fired | Coal | Residual Oil | Low NOx Burner Technology w/ Separated OFA<br>Overfire Air | Electric Utility | Electric Services | 0.293 | 2496.589 | 17100000 | 0.2714 | 1666.147 | 12100000 | 0.0917 | 672.104 | 17200000 | 0.0802 | 670.312 | 18800000 | 0.0589 | 504.53 | 19400000 | 0.0703 | 519.145 | 17600000 | 0.0593 | 496.006 | 17500000 | 0.077 | 606.856 | 16700000 | 0.0575 | 306.4 | 11200000 | 0.1971 | 1563.9 | 15600000 | 42.3 | SCR | Existing SCR | 0.0575 | 0.0575 | 306.4 |  |  | 306.4
NC | Roxboro | 2712 | 3A | Person | 1973-07-22 | 4261 | 745.2 | 36.4833 | -79.0731 | ARP | Dry bottom wall-fired boiler | Coal | Diesel Oil | Low NOx Burner Technology (Dry Bottom only)<br>Overfire Air<br>Selective Catalytic Reduction | Electric Utility | Electric Services | 0.0918 | 447.573 | 9936343.878 | 0.0697 | 285.255 | 8211340.417 | 0.0742 | 337.277 | 9141874.238 | 0.087 | 363.259 | 8493501.315 | 0.099 | 415.262 | 8549843.901 | 0.1139 | 525.917 | 9004819.651 | 0.1315 | 594.199 | 8603992.025 | 0.1039 | 545.812 | 10500000 | 0.1161 | 505.5 | 9227709.3 | 0.2427 | 901.2 | 7845147.2 | 59 | SCR | Existing SCR | 0.0697 | 0.0697 | 303.5 |  |  | 303.5
NC | Roxboro | 2712 | 3B | Person | 1973-07-22 | 4261 | 745.2 | 36.4833 | -79.0731 | ARP | Dry bottom wall-fired boiler | Coal | Diesel Oil | Low NOx Burner Technology (Dry Bottom only)<br>Overfire Air<br>Selective Catalytic Reduction | Electric Utility | Electric Services | 0.0918 | 441.127 | 9787567.322 | 0.0688 | 275.032 | 8015551.083 | 0.0756 | 350.134 | 9331077.962 | 0.088 | 404.839 | 9322815.935 | 0.0987 | 404.352 | 8356125.774 | 0.1138 | 527.166 | 9097056.349 | 0.1324 | 566.598 | 8159118.675 | 0.1042 | 562.042 | 10700000 | 0.1155 | 453.4 | 8385835.2 | 0.2405 | 936 | 8207783.4 | 53.6 | SCR | Existing SCR | 0.0688 | 0.0688 | 270.1 |  |  | 270.1
NC | Roxboro | 2712 | 4A | Person | 1980-09-15 | 4500 | 745.2 | 36.4833 | -79.0731 | ARP | Dry bottom wall-fired boiler | Coal | Diesel Oil | Low NOx Burner Technology (Dry Bottom only)<br>Overfire Air<br>Selective Catalytic Reduction | Electric Utility | Electric Services | 0.082 | 365.032 | 9001787.645 | 0.0728 | 285.196 | 7762596.989 | 0.0802 | 392.96 | 9955752.617 | 0.0972 | 454.186 | 10100000 | 0.0926 | 381.549 | 8552243.335 | 0.0864 | 388.822 | 9077961.433 | 0.0793 | 332.249 | 8522491.575 | 0.0978 | 452.271 | 9449043.775 | 0.1002 | 449.4 | 9541984.9 | 0.1883 | 958.7 | 10400000 | 57.7 | SCR | Existing SCR | 0.0728 | 0.0728 | 326.5 |  |  | 326.5
NC | Roxboro | 2712 | 4B | Person | 1980-09-15 | 4500 | 745.2 | 36.4833 | -79.0731 | ARP | Dry bottom wall-fired boiler | Coal | Diesel Oil | Low NOx Burner Technology (Dry Bottom only)<br>Overfire Air<br>Selective Catalytic Reduction | Electric Utility | Electric Services | 0.0816 | 348.1 | 8631909.755 | 0.0733 | 269.768 | 7283352.711 | 0.08 | 337.893 | 8672546.683 | 0.0959 | 398.168 | 8870675.555 | 0.0926 | 342.369 | 7628220.265 | 0.0855 | 336.264 | 7993550.467 | 0.0793 | 318.057 | 8146888.35 | 0.0977 | 440.688 | 9198301.8 | 0.1 | 422.5 | 8975173.7 | 0.1898 | 936.2 | 10100000 | 54.3 | SCR | Existing SCR | 0.0733 | 0.0733 | 309.7 |  |  | 309.7
NC | W H Weatherspoon | 2716 | 1 | Robeson | 1949-09-28 | 700 | 39.7 | 34.5889 | -78.975 | ARP | Dry bottom wall-fired boiler | Coal | Diesel Oil, Residual Oil | Low NOx Burner Technology (Dry Bottom only) | Electric Utility | Electric Services | 0.8754 | 448.018 | 1000517.583 | 0.8392 | 236.491 | 550917.169 | 0.8618 | 447.387 | 1016220.451 | 0.8304 | 403.738 | 950633.7 | 0.8312 | 486.308 | 1150353.65 | 0.8101 | 407.506 | 983893.417 | 0.7496 | 97.682 | 251369.3 | 0.7963 | 366.627 | 913496.25 | 0.4373 | 0.3 | 1324.2 |  |  |  | 0.1 |  | New SNCR | 0.4373 | 0.26238 | 0.2 | Shutdown | Gas Combined Cycle Replacement | 0 | 0.3
NC | W H Weatherspoon | 2716 | 2 | Robeson | 1950-06-07 | 700 | 39.7 | 34.5889 | -78.975 | ARP | Dry bottom wall-fired boiler | Coal | Diesel Oil, Residual Oil | Low NOx Burner Technology (Dry Bottom only) | Electric Utility | Electric Services | 0.8761 | 490.686 | 1091545.218 | 0.8438 | 226.204 | 522526.556 | 0.8614 | 454.314 | 1032879.399 | 0.8288 | 426.791 | 1007396.55 | 0.8293 | 547.795 | 1296286.951 | 0.8324 | 400.948 | 947394.882 | 0.7407 | 98.491 | 247753.95 | 0.7976 | 381.546 | 946539.375 | 0.8601 | 184 | 423767 |  |  |  | 16.5 |  | New SNCR | 0.7407 | 0.44442 | 95.1 | Shutdown | Gas Combined Cycle Replacement | 2 | 182
NC | W H Weatherspoon | 2716 | 3 | Robeson | 1952-08-26 | 1295 | 48.6 | 34.5889 | -78.975 | ARP | Tangentially-fired | Coal | Diesel Oil, Residual Oil | Other | Electric Utility | Electric Services | 0.4631 | 448.461 | 1857630.125 | 0.4491 | 241.446 | 1017833.5 | 0.4761 | 473.063 | 1905087.1 | 0.4522 | 508.076 | 2126924.375 | 0.4062 | 499.655 | 2348566.35 | 0.4095 | 386.261 | 1789543.3 | 0.3768 | 165.166 | 844850.125 | 0.4671 | 349.014 | 1445156.15 | 0.428 | 208.5 | 919834.2 |  |  |  | 19.3 |  | New SNCR | 0.3768 | 0.22608 | 110.1 | Shutdown | Gas Combined Cycle Replacement | 4.4 | 204.2
NC | W H Weatherspoon | 2716 | 4 | Robeson | 1970-05-01 | 573 | 48.6 | 34.5889 | -78.975 | CAIRNOX, CAIROS, CAIRSO2, TRNOX, TRNOXOS, TRSO2G1 | Combustion turbine | Diesel Oil |  |  | Electric Utility |  |  |  |  | 1.2 | 1.777 | 2960.8 | 1.2 | 3.401 | 5667.9 | 1.2 | 7.112 | 11853.8 | 1.1988 | 0.886 | 1476 | 1.2014 | 1.214 | 2023.5 | 1.2001 | 2.537 | 4228.9 | 1.2002 | 5.707 | 9511.8 | 1.2001 | 3.1 | 5157 | 1.2002 | 1.3 | 2177.4 | 0.2 | None Reported | Water Injection | 1.1988 | 0.1364 | 0.4 |  |  | 0.4
NC | W H Weatherspoon | 2716 | 5 | Robeson | 1970-05-01 | 573 | 39.7 | 34.5889 | -78.975 | CAIRNOX, CAIROS, CAIRSO2, TRNOX, TRNOXOS, TRSO2G1 | Combustion turbine | Diesel Oil |  |  | Electric Utility |  |  |  |  | 1.2 | 1.8 | 2998.7 | 1.2 | 2.805 | 4675.2 | 1.2001 | 6.843 | 11404.9 | 1.2001 | 1.65 | 2749.3 | 1.2003 | 1.557 | 2594.5 | 1.2001 | 2.644 | 4406.5 | 1.2002 | 6.292 | 10485.9 | 1.2 | 3.4 | 5615.4 | 1.2001 | 1.6 | 2635.8 | 0.3 | None Reported | Water Injection | 1.2 | 0.1364 | 0.4 |  |  | 0.4
NC | W H Weatherspoon | 2716 | 6 | Robeson | 1971-04-01 | 573 | 48.6 | 34.5889 | -78.975 | CAIRNOX, CAIROS, CAIRSO2, TRNOX, TRNOXOS, TRSO2G1 | Combustion turbine | Diesel Oil |  |  | Electric Utility |  |  |  |  | 1.2 | 1.603 | 2671.8 | 1.2 | 2.756 | 4593 | 1.2 | 6.739 | 11231 | 1.2007 | 0.569 | 948.9 | 1.2003 | 1.425 | 2374.8 | 1.2002 | 2.41 | 4016.8 | 1.2001 | 5.157 | 8595 | 1.2 | 3.7 | 6245.7 | 1.2001 | 1.6 | 2635.8 | 0.3 | None Reported | Water Injection | 1.2 | 0.1364 | 0.4 |  |  | 0.4
NC | W H Weatherspoon | 2716 | 7 | Robeson | 1971-04-01 | 573 | 48.6 | 34.5889 | -78.975 | CAIRNOX, CAIROS, CAIRSO2, TRNOX, TRNOXOS, TRSO2G1 | Combustion turbine | Diesel Oil |  |  | Electric Utility |  |  |  |  | 1.1999 | 1.839 | 3064.4 | 1.2 | 2.784 | 4639.8 | 1.2 | 6.62 | 11033.5 | 1.1992 | 1.027 | 1712.1 | 1.1989 | 1.535 | 2558 | 1.2004 | 2.747 | 4578.4 | 1.2003 | 5.123 | 8537.7 | 1.2 | 4.3 | 7219.8 | 1.2001 | 1.6 | 2635.8 | 0.3 | None Reported | Water Injection | 1.1989 | 0.1364 | 0.5 |  |  | 0.5
NC | Westmoreland Partners Roanoke Valley I | 54035 | 1 | Halifax | 1994-05-22 | 1700 | 182.3 | 36.4364 | -77.6167 | NBP | Dry bottom wall-fired boiler | Coal | Diesel Oil | Overfire Air | Electric Utility | Electric Services |  |  |  | 0.3085 | 612.974 | 3975885.9 | 0.3212 | 649.346 | 4073056 | 0.3151 | 723.441 | 4574902.85 | 0.3007 | 689.97 | 4583533.797 | 0.3132 | 694.796 | 4403344.999 | 0.3384 | 788.207 | 4642418.65 | 0.3137 | 786.737 | 4981702.65 | 0.3072 | 740.1 | 4799409.2 | 0.2985 | 579.9 | 3808678.8 | 76.9 |  | New SCR | 0.2985 | 0.06 | 144.5 |  |  | 144.5
NC | Westmoreland Partners Roanoke Valley II | 54755 | 2 | Halifax | 1995-06-01 | 560 | 57.8 | 36.4364 | -77.6167 | NBP | Dry bottom wall-fired boiler | Coal | Diesel Oil | Overfire Air<br>Selective Non-catalytic Reduction | Electric Utility | Electric Services |  |  |  | 0.1652 | 109.556 | 1330473.6 | 0.1637 | 126.518 | 1547274.925 | 0.1655 | 131.913 | 1598843.075 | 0.166 | 103.177 | 1248019.061 | 0.1647 | 130.312 | 1586077.462 | 0.1692 | 120.597 | 1443357.85 | 0.1647 | 96.326 | 1166634.75 | 0.1635 | 121.8 | 1487323.8 | 0.1652 | 144.4 | 1750024.6 | 72.3 | SNCR | Existing SNCR | 0.1635 | 0.1635 | 121.8 |  |  | 121.8
ND | Antelope Valley | 6469 | B1 | Mercer | 1984-07-01 | 6275 | 434.9 | 47.3714 | -101.8344 | ARP | Tangentially-fired | Coal |  | Overfire Air | Electric Utility | Electric Services | 0.3069 | 2485.416 | 16100000 | 0.3367 | 2864.036 | 16800000 | 0.3448 | 2129.309 | 12200000 | 0.3928 | 3370.111 | 17000000 | 0.3709 | 2924.23 | 15600000 | 0.3335 | 2058.89 | 12100000 | 0.4063 | 3048.356 | 14800000 | 0.353 | 2879.218 | 16100000 | 0.3351 | 1387.3 | 7968591.6 | 0.3215 | 2275.8 | 13900000 | 34.6 |  | New SCR | 0.3069 | 0.06 | 248.4 |  |  | 248.4
ND | Antelope Valley | 6469 | B2 | Mercer | 1986-06-01 | 6275 | 434.9 | 47.3714 | -101.8344 | ARP | Tangentially-fired | Coal |  | Overfire Air | Electric Utility | Electric Services | 0.3653 | 2973.592 | 16100000 | 0.2948 | 1853.824 | 12200000 | 0.35 | 2994.254 | 17000000 | 0.3487 | 2920.288 | 16700000 | 0.3055 | 2006.009 | 12800000 | 0.3621 | 2890.059 | 15700000 | 0.3739 | 2891.448 | 15200000 | 0.3141 | 1787.614 | 11100000 | 0.3357 | 2352.4 | 13800000 | 0.3718 | 2784 | 14600000 | 59.8 |  | New SCR | 0.2948 | 0.06 | 420.4 |  |  | 420.4
ND | Coal Creek | 6030 | 1 | McLean | 1979-08-30 | 6550.8 | 604.8 | 47.3761 | -101.1567 | ARP | Tangentially-fired | Coal |  | Low NOx Burner Technology w/ Closed-coupled/Separated OFA | Electric Utility | Electric Services | 0.2021 | 2142.435 | 21500000 | 0.2204 | 2306.788 | 21100000 | 0.2365 | 2679.967 | 22700000 | 0.2423 | 2579.316 | 21300000 | 0.253 | 2566.449 | 20300000 | 0.2542 | 2405.498 | 18900000 | 0.2475 | 2468.064 | 20000000 | 0.2075 | 2184.491 | 21100000 | 0.2038 | 1865.7 | 18300000 | 0.2063 | 2071.7 | 20100000 | 76.2 |  | New SCR | 0.2021 | 0.06 | 549.3 |  |  | 549.3
ND | Coal Creek | 6030 | 2 | McLean | 1981-07-31 | 6382 | 604.8 | 47.3761 | -101.1567 | ARP | Tangentially-fired | Coal |  | Low NOx Burner Technology w/ Closed-coupled/Separated OFA | Electric Utility | Electric Services | 0.2252 | 2381.402 | 21400000 | 0.2345 | 2510.215 | 21600000 | 0.2479 | 2681.947 | 21700000 | 0.2566 | 2684.799 | 21000000 | 0.1881 | 1893.884 | 20200000 | 0.1671 | 1674.758 | 20200000 | 0.1972 | 1892.583 | 19200000 | 0.1636 | 1526.49 | 18700000 | 0.1574 | 1479.3 | 18800000 | 0.1491 | 1407.1 | 19100000 | 80.4 |  | New SCR | 0.1491 | 0.06 | 563.9 |  |  | 563.9
ND | Coyote | 8222 | B1 | Mercer | 1981-05-01 | 5280 | 450 | 47.2217 | -101.8139 | ARP | Cyclone boiler | Coal | Diesel Oil |  | Electric Utility | Electric Services | 0.7208 | 4970.474 | 13400000 | 0.7348 | 5650.651 | 15300000 | 0.6984 | 5217.048 | 14900000 | 0.6653 | 4458.687 | 13200000 | 0.6754 | 4881.889 | 14400000 | 0.7428 | 5161.98 | 13900000 | 0.7306 | 3974.492 | 10800000 | 0.6607 | 4646.529 | 14000000 | 0.7306 | 5088.3 | 13800000 | 0.7166 | 4846.8 | 13300000 | 71.4 |  | New SCR | 0.6607 | 0.06607 | 460.1 |  |  | 460.1
ND | Leland Olds | 2817 | 1 | Mercer | 1966-01-30 | 3084 | 216 | 47.2819 | -101.3194 | ARP | Dry bottom wall-fired boiler | Coal |  | Low NOx Burner Technology (Dry Bottom only)<br>Overfire Air | Electric Utility | Electric Services | 0.2927 | 1305.632 | 8953949.4 | 0.2828 | 1062.049 | 7490531.3 | 0.3107 | 1257.998 | 8058888.625 | 0.3175 | 1212.361 | 7600088.271 | 0.3166 | 905.226 | 5714850.639 | 0.3227 | 1196.718 | 7412720.222 | 0.3123 | 1104.757 | 7077776.574 | 0.3033 | 805.864 | 5346771.144 | 0.2211 | 365.2 | 3160042.3 | 0.2335 | 687.9 | 5944260.9 | 27.9 |  | New SCR | 0.2211 | 0.06 | 99.1 |  |  | 99.1
ND | Leland Olds | 2817 | 2 | Mercer | 1975-12-15 | 5531 | 440 | 47.2819 | -101.3194 | ARP | Cyclone boiler | Coal |  |  | Electric Utility | Electric Services | 0.5967 | 2782.211 | 8965151.025 | 0.5793 | 4250.558 | 14800000 | 0.5406 | 3820.204 | 14200000 | 0.4966 | 2532.84 | 10000000 | 0.5167 | 3692.411 | 14300000 | 0.5466 | 3557.335 | 13000000 | 0.509 | 2930.842 | 11500000 | 0.3169 | 1668.544 | 10500000 | 0.3168 | 1041.3 | 6572364.9 | 0.2974 | 1571.5 | 10500000 | 32.4 |  | New SCR | 0.2974 | 0.06 | 197.2 |  |  | 197.2
ND | Milton R Young | 2823 | B1 | Oliver | 1970-11-18 | 3339 | 257 | 47.0664 | -101.2139 | ARP | Cyclone boiler | Coal |  |  | Electric Utility | Electric Services | 0.7892 | 3032.461 | 7634139.943 | 0.8344 | 3969.092 | 9483903.11 | 0.8346 | 3327.588 | 7932066.036 | 0.8093 | 3300.756 | 8129835.198 | 0.8381 | 3712.993 | 8847679.336 | 0.7962 | 3388.772 | 8437308.476 | 0.7803 | 2938.626 | 7444162.625 | 0.5231 | 2291.51 | 8782396.187 | 0.5224 | 2291.5 | 8688484.5 | 0.3333 | 1425.5 | 8533530.3 | 70.9 | SNCR | New SCR | 0.3333 | 0.16665 | 731 |  |  | 731
ND | Milton R Young | 2823 | B2 | Oliver | 1977-05-11 | 6584 | 477 | 47.0664 | -101.2139 | ARP | Cyclone boiler | Coal |  |  | Electric Utility | Electric Services | 0.7672 | 6570.85 | 17000000 | 0.783 | 5338.321 | 13500000 | 0.8333 | 5957.473 | 14100000 | 0.8031 | 6244.893 | 15400000 | 0.8181 | 5335.39 | 12900000 | 0.446 | 3476.451 | 15700000 | 0.3882 | 3090.073 | 15900000 | 0.4092 | 2755.134 | 13700000 | 0.3181 | 2486.4 | 15600000 | 0.3307 | 2350.9 | 14200000 | 64.7 | SNCR | New SCR | 0.3181 | 0.15905 | 1243.2 |  |  | 1243.2
ND | R M Heskett | 2790 | B2 | Morton | 1963-11-16 | 1257 | 75 | 46.8669 | -100.8839 | ARP | Bubbling fluidized bed boiler | Coal |  |  | Electric Utility | Electric Services | 0.289 | 366.811 | 2584082.835 | 0.2858 | 382.013 | 2697561.392 | 0.2711 | 330.936 | 2497019.693 | 0.2977 | 299.79 | 2049468.267 | 0.3994 | 492.928 | 2463567.753 | 0.3032 | 276.518 | 1861237.473 | 0.3726 | 425.669 | 2410676.549 | 0.3757 | 206.397 | 1136491.064 | 0.3722 | 453.5 | 2481733.6 | 0.3931 | 394.2 | 2017371.5 | 53.8 |  | New SCR | 0.2711 | 0.06 | 73.1 |  |  | 73.1
ND | Stanton | 2824 | 1 | Mercer | 1967-05-01 | 1875 | 190.2 | 47.2872 | -101.3314 | ARP | Dry bottom wall-fired boiler | Coal | Diesel Oil | Low NOx Burner Technology (Dry Bottom only) | Electric Utility | Electric Services | 0.457 | 862.328 | 3816759.4 | 0.4037 | 880.729 | 4387731.5 | 0.2802 | 564.094 | 3949167.55 | 0.2952 | 539.36 | 3635108.125 | 0.2323 | 509.774 | 4265258.239 | 0.2496 | 498.213 | 3952405 | 0.2588 | 369.897 | 2894144.707 | 0.2542 | 528.914 | 4177314.5 | 0.2478 | 456.5 | 3693982.4 | 0.2443 | 447.2 | 3682455 | 53.7 |  | New SCR | 0.2323 | 0.06 | 110.5 |  |  | 110.5
ND | Stanton | 2824 | 10 | Mercer | 1982-06-01 | 780 |  | 47.2872 | -101.3314 | ARP | Tangentially-fired | Coal | Diesel Oil | Low NOx Burner Technology w/ Separated OFA | Electric Utility | Electric Services | 0.3481 | 298.01 | 1698673.85 | 0.3584 | 386.303 | 2159541.125 | 0.3299 | 360.804 | 2200413.75 | 0.2873 | 278.757 | 1951401.325 | 0.2751 | 287.629 | 2096235.167 | 0.313 | 373.532 | 2386976.193 | 0.2661 | 193.316 | 1448346.483 | 0.29 | 317.39 | 2188544.917 | 0.3068 | 293 | 1899705.1 | 0.3305 | 324.8 | 1968514.1 | 66.3 |  | New SNCR | 0.2661 | 0.15966 | 152.5 |  |  | 152.5
NE | Beatrice | 8000 | 1 | Gage | 2004-10-05 | 1314 | 104.7 | 40.3286 | -96.8067 | ARP, TRNOX, TRSO2G2 | Combined cycle | Pipeline Natural Gas |  | Dry Low NOx Burners<br>Selective Catalytic Reduction | Electric Utility | [7 empty] | 0.0215 | 7.072 | 943346.016 | 0.0163 | 4.955 | 847420.059 | 0.0158 | 5.039 | 874418.957 | 0.0171 | 3.571 | 592159.4 | 0.0177 | 2.415 | 383627.716 | 0.0163 | 1.399 | 234073.117 | 0.0159 | 2.8 | 474858.4 | 0.013 | 6.9 | 1336525.7 | 9.8 | Dry Low NOx Burners<br>Selective Catalytic Reduction | Existing SCR | 0.013 | 0.013 | 2.3 |  |  | 2.3
NE | Beatrice | 8000 | 2 | Gage | 2004-10-06 | 1323 | 104.7 | 40.3286 | -96.8067 | ARP, TRNOX, TRSO2G2 | Combined cycle | Pipeline Natural Gas |  | Dry Low NOx Burners<br>Selective Catalytic Reduction | Electric Utility | [7 empty] | 0.0214 | 6.253 | 863467.75 | 0.0168 | 5.308 | 886815.394 | 0.0147 | 4.606 | 811979.853 | 0.0152 | 2.969 | 537511.235 | 0.019 | 3.02 | 461193.077 | 0.0186 | 1.949 | 305732.253 | 0.0119 | 2.4 | 508075.3 | 0.014 | 6 | 1157561.1 | 10.5 | Dry Low NOx Burners<br>Selective Catalytic Reduction | Existing SCR | 0.0119 | 0.0119 | 2.4 |  |  | 2.4
NE | C W Burdick | 2241 | B-3 | Hall | 1971-11-01 | 640 | 54.4 | 40.9228 | -98.3269 | ARP | Dry bottom wall-fired boiler | Pipeline Natural Gas | Residual Oil |  | Electric Utility | Electric Services | 0.1177 | 0.496 | 6095.416 | 0.273 | 0.548 | 3120.93 | 0.2471 | 0.904 | 5293.814 | 0.1603 | 1.038 | 7493.441 | [6 empty] | 0.1664 | 1.652 | 12843.066 | [5 empty] | 0 | 0.1394 | 0.4 | 2682.7 | 0 |  | New SNCR | 0.1177 | 0.07062 | 0 |  |  | 0
NE | C W Burdick | 2241 | GT-2 | Hall | 2003-03-27 | 530 | 63.4 | 40.9228 | -98.3269 | ARP, TRNOX, TRSO2G2 | Combustion turbine | Pipeline Natural Gas | Diesel Oil | Dry Low NOx Burners<br>Water Injection | Electric Utility |  | 0.0374 | 1.216 | 66313.111 | 0.0362 | 0.23 | 12755.029 | 0.0365 | 1.202 | 67001.772 | 0.0372 | 1.121 | 61977.313 | 0.038 | 1.389 | 76144.731 | 0.0673 | 2.818 | 80501.666 | 0.0326 | 0.234 | 14696.145 | 0.0329 | 0.128 | 7514.882 | 0.0375 | 0 | 2297.7 | 0.0309 | 0.5 | 31297.2 | 0.1 | Dry Low NOx Burners<br>Water Injection | Low Ozone Season Rate | 0.0309 | 0.0309 | 0 |  |  | 0
NE | C W Burdick | 2241 | GT-3 | Hall | 2003-03-27 | 530 | 63.4 | 40.9228 | -98.3269 | ARP, TRNOX, TRSO2G2 | Combustion turbine | Pipeline Natural Gas | Diesel Oil | Dry Low NOx Burners<br>Water Injection | Electric Utility |  | 0.0424 | 0.847 | 41208.334 | 0.0397 | 0.192 | 9789.213 | 0.0405 | 1.223 | 60737.593 | 0.0418 | 1.617 | 78273.485 | 0.0434 | 1.499 | 72225.239 | 0.0729 | 2.079 | 54682.373 | 0.0293 | 0.109 | 7463.236 | 0.0352 | 0.064 | 4207.317 | 0.0294 | 0.2 | 11290.5 | 0.0289 | 0.6 | 38296.8 | 0.6 | Dry Low NOx Burners<br>Water Injection | Low Ozone Season Rate | 0.0289 | 0.0289 | 0.2 |  |  | 0.2
NE | Canaday | 2226 | 1 | Gosper | 1958-05-01 | 2948 | 108.8 | 40.6941 | -99.7005 | ARP | Tangentially-fired | Pipeline Natural Gas | Diesel Oil |  | Electric Utility | Electric Services | 0.2298 | 98.579 | 891436 | 0.1692 | 20.592 | 232678.725 | 0.1864 | 44.088 | 435413.625 | 0.1753 | 35.038 | 391067.975 | 0.1906 | 65.224 | 668588.075 | 0.1988 | 29.285 | 288744.4 | 0.2021 | 16.265 | 154877.8 | 0.1998 | 28.287 | 281647.9 | 0.2255 | 6.1 | 50705.5 | 0.2257 | 63.7 | 545522.1 | 0.5 |  | New SCR | 0.1692 | 0.06 | 1.6 |  |  | 1.6
NE | Cass County Station | 55972 | CT1 | Cass | 2003-03-01 | 2065 | 172.5 | 40.9472 | -95.9667 | ARP, TRNOX, TRSO2G2 | Combustion turbine | Pipeline Natural Gas |  | Dry Low NOx Burners | Electric Utility |  | 0.0674 | 9.859 | 286891.2 | 0.0635 | 8.413 | 260422.175 | 0.0603 | 8.055 | 266393.725 | 0.0593 | 15.527 | 525392.5 | 0.0593 | 17.359 | 587007.239 | 0.066 | 7.086 | 214386.005 | 0.0664 | 1.667 | 50093.575 | 0.0657 | 8.63 | 261929.492 | 0.0658 | 11.6 | 351036.1 | 0.0659 | 16.8 | 507963.1 | 4.6 | Dry Low NOx Burners | Low Ozone Season Rate | 0.0593 | 0.0593 | 10.4 |  |  | 10.4
NE | Cass County Station | 55972 | CT2 | Cass | 2003-03-01 | 2065 | 172.5 | 40.9472 | -95.9667 | ARP, TRNOX, TRSO2G2 | Combustion turbine | Pipeline Natural Gas |  | Dry Low NOx Burners | Electric Utility |  | 0.0585 | 2.823 | 99530.65 | 0.0595 | 5.466 | 187679.525 | 0.0599 | 14.307 | 486475.675 | 0.0601 | 16.203 | 547539.35 | 0.0578 | 17.93 | 637168.684 | 0.0626 | 17.713 | 578536.925 | 0.0655 | 3.648 | 112499.868 | 0.064 | 6.11 | 194031.89 | 0.0631 | 9.6 | 311544.9 | 0.0642 | 24.4 | 771073.8 | 4.1 | Dry Low NOx Burners | Low Ozone Season Rate | 0.0578 | 0.0578 | 8.8 |  |  | 8.8
NE | Gerald Gentleman Station | 6077 | 1 | Lincoln | 1979-04-02 | 7964 | 681.3 | 41.0808 | -101.1408 | ARP | Dry bottom wall-fired boiler | Coal |  | Overfire Air | Electric Utility | Electric Services | 0.4493 | 5599.492 | 24700000 | 0.4448 | 5259.08 | 23400000 | 0.466 | 5670.963 | 24200000 | 0.2286 | 2685.552 | 23100000 | 0.2186 | 2841.582 | 25900000 | 0.2136 | 2379.989 | 22000000 | 0.2024 | 2163.671 | 21200000 | 0.1913 | 1994.271 | 20600000 | 0.1749 | 1346.3 | 15000000 | 0.2042 | 2243.8 | 21800000 | 51.3 |  | New SCR | 0.1749 | 0.06 | 461.9 |  |  | 461.9
NE | Gerald Gentleman Station | 6077 | 2 | Lincoln | 1982-01-01 | 8251 | 681.3 | 41.0808 | -101.1408 | ARP | Dry bottom wall-fired boiler | Coal |  | Low NOx Burner Technology (Dry Bottom only)<br>Other | Electric Utility | Electric Services | 0.3224 | 3417.645 | 20600000 | 0.3142 | 3388.248 | 20900000 | 0.331 | 3107.07 | 18000000 | 0.3456 | 4347.804 | 25000000 | 0.2922 | 2892.087 | 19200000 | 0.3266 | 3895.829 | 23700000 | 0.3222 | 3296.903 | 19800000 | 0.2859 | 2577.666 | 17300000 | 0.3154 | 3502.1 | 21900000 | 0.1333 | 811.3 | 11500000 | 72.4 |  | New SCR | 0.1333 | 0.06 | 666.2 |  |  | 666.2
NE | Gerald Whelan Energy Center | 60 | 1 | Adams | 1981-07-01 | 835 | 76.3 | 40.5806 | -98.3106 | ARP | Tangentially-fired | Coal |  | Overfire Air | Electric Utility | Electric Services | 0.3504 | 509.131 | 2934876.432 | 0.297 | 445.91 | 3017597.153 | 0.3269 | 507.244 | 3108218.727 | 0.3157 | 484.294 | 3061440.955 | 0.2967 | 459.823 | 3099586.762 | 0.361 | 473.161 | 2668472.608 | 0.3437 | 406.697 | 2345324.143 | 0.3788 | 498.952 | 2668866.303 | 0.3786 | 483.8 | 2580246.2 | 0.2615 | 328.1 | 2488472.4 | 84.2 |  | New SNCR | 0.2615 | 0.1569 | 200.5 |  |  | 200.5
NE | Gerald Whelan Energy Center | 60 | 2 | Adams | 2010-10-26 | 2210.5 | 248 | 40.5806 | -98.3106 | ARP | Dry bottom wall-fired boiler | Coal |  | Selective Catalytic Reduction | Electric Utility | Electric Services | [24 empty] | 0.0756 | 233.9 | 6262459.3 | 0.0619 | 156.8 | 5108659 | 77.2 | SCR | Existing SCR | 0.0619 | 0.0619 | 191.5 |  |  | 191.5
NE | Lon D Wright Power Plant | 2240 | 8 | Dodge | 1976-07-15 | 1192 | 91.5 | 41.4275 | -96.4619 | ARP | Dry bottom wall-fired boiler | Coal | Pipeline Natural Gas | Low NOx Burner Technology (Dry Bottom only) | Electric Utility | Electric Services | 0.1805 | 184.681 | 2000856.175 | 0.2017 | 264.4 | 2600085.717 | 0.2061 | 286.974 | 2765908.166 | 0.1993 | 265.541 | 2657337.127 | 0.2005 | 229.558 | 2255150.912 | 0.2381 | 297.45 | 2472093.8 | 0.2053 | 193.95 | 1920195.012 | 0.2002 | 189.486 | 1919003.152 | 0.2029 | 178.8 | 1758459.5 | 0.2006 | 186.6 | 1858381.1 | 40.2 |  | New SCR | 0.1805 | 0.1805 | 159.1 |  |  | 159.1
NE | Lon D Wright Power Plant | 2240 | 50T | Dodge | 2003-10-17 | 578.3 | 40 | 41.4275 | -96.4619 | ARP, TRNOX, TRSO2G2 | Combustion turbine | Pipeline Natural Gas | Diesel Oil | Dry Low NOx Burners<br>Water Injection | Electric Utility |  |  |  |  | 0.063 | 0.251 | 12931.391 | 0.0341 | 0.175 | 10097.65 | 0.0493 | 0.808 | 40537.54 | 0.0396 | 0.142 | 7675.523 | 0.0322 | 0.013 | 796.903 | 0.7 | 0.617 | 1763.8 | 0.6998 | 0.324 | 925.3 | 0.6999 | 10.3 | 29302.4 | 0.6999 | 14 | 40012.5 | 1.4 | Dry Low NOx Burners<br>Water Injection | Low Ozone Season Rate | 0.0322 | 0.0322 | 0.5 |  |  | 0.5
NE | Nebraska City Station | 6096 | 1 | Otoe | 1979-05-30 | 6985 | 651.6 | 40.6215 | -95.7765 | ARP | Dry bottom wall-fired boiler | Coal |  |  | Electric Utility | Electric Services | 0.3885 | 4255.559 | 21600000 | 0.3648 | 2813.983 | 14700000 | 0.4063 | 4405.022 | 21500000 | 0.3996 | 4063.07 | 20200000 | 0.4022 | 3803.413 | 18400000 | 0.4059 | 4375.164 | 21500000 | 0.3606 | 3375.149 | 18400000 | 0.3869 | 3575.601 | 18400000 | 0.2118 | 2212.4 | 20700000 | 0.2001 | 1838 | 18200000 | 80.8 |  | New SCR | 0.2001 | 0.06 | 626.7 |  |  | 626.7
NE | Nebraska City Station | 6096 | 2 | Otoe | 2008-10-31 | 7145 | 738 | 40.6215 | -95.7765 | ARP | Dry bottom wall-fired boiler | Coal |  | Selective Catalytic Reduction | Electric Utility | Electric Services | [18 empty] | 0.0534 | 472.16 | 17700000 | 0.0659 | 592.475 | 18100000 | 0.0677 | 674.3 | 19900000 | 0.063 | 640.6 | 20300000 | 75.7 | SCR | Existing SCR | 0.0534 | 0.0534 | 531.9 |  |  | 531.9
NE | North Omaha Station | 2291 | 1 | Douglas | 1954-07-01 | 1010 | 73.5 | 41.3297 | -95.9458 | ARP | Tangentially-fired | Coal | Natural Gas |  | Electric Utility | Electric Services | 0.2845 | 284.599 | 2013372.586 | 0.308 | 318.716 | 2061296.77 | 0.3216 | 341.897 | 2119553.03 | 0.3142 | 358.651 | 2284906.13 | 0.3048 | 247.427 | 1641555.706 | 0.2585 | 306.144 | 2375166.641 | 0.3296 | 236.816 | 1430922.246 | 0.3241 | 282.403 | 1740158.548 | 0.3395 | 380.4 | 2238499 | 0.3009 | 255.9 | 1703131.2 | 60.4 |  | New SCR | 0.2585 | 0.06 | 67.2 |  |  | 67.2
NE | North Omaha Station | 2291 | 2 | Douglas | 1957-04-09 | 1511 | 108.8 | 41.3297 | -95.9458 | ARP | Tangentially-fired | Coal | Natural Gas | Low NOx Burner Technology w/ Closed-coupled OFA | Electric Utility | Electric Services | 0.2862 | 429.002 | 3000601.881 | 0.308 | 476.969 | 3078150.402 | 0.32 | 495.339 | 3074800.654 | 0.3146 | 491.425 | 3110367.565 | 0.3048 | 424.953 | 2780020.438 | 0.2585 | 392.946 | 3060787.66 | 0.3238 | 409.841 | 2551180.53 | 0.3157 | 441.003 | 2803600.898 | 0.339 | 446.4 | 2642352.6 | 0.2974 | 378.5 | 2562786 | 47.6 |  | New SCR | 0.2585 | 0.06 | 79 |  |  | 79
NE | North Omaha Station | 2291 | 3 | Douglas | 1959-04-11 | 1357 | 108.8 | 41.3297 | -95.9458 | ARP | Tangentially-fired | Coal | Natural Gas | Low NOx Burner Technology w/ Closed-coupled OFA | Electric Utility | Electric Services | 0.2849 | 429.107 | 3016574.343 | 0.3081 | 480.193 | 3099948.832 | 0.3214 | 484.917 | 2997464.16 | 0.3146 | 481.631 | 3043117.105 | 0.3077 | 403.631 | 2612429.536 | 0.2584 | 432.012 | 3352486.503 | 0.3309 | 364.449 | 2199605.972 | 0.3221 | 394.198 | 2444785.514 | 0.3395 | 511.1 | 3013908.6 | 0.2985 | 412.2 | 2771956.7 | 60.5 |  | New SCR | 0.2584 | 0.06 | 90.3 |  |  | 90.3
NE | North Omaha Station | 2291 | 4 | Douglas | 1963-03-15 | 1691 | 136 | 41.3297 | -95.9458 | ARP | Tangentially-fired | Coal | Natural Gas |  | Electric Utility | Electric Services | 0.3272 | 664.765 | 4052244.55 | 0.332 | 626.19 | 3772212.6 | 0.317 | 581.682 | 3660143.25 | 0.3299 | 610.543 | 3701336.9 | 0.3355 | 520.065 | 3105513.325 | 0.329 | 588.247 | 3552514.73 | 0.303 | 468.916 | 3054885.518 | 0.3255 | 580.375 | 3539044.513 | 0.326 | 610.5 | 3740782.2 | 0.3101 | 556.4 | 3559717.2 | 60.2 |  | New SCR | 0.303 | 0.06 | 112.4 |  |  | 112.4
NE | North Omaha Station | 2291 | 5 | Douglas | 1968-05-01 | 2586 | 217.6 | 41.3297 | -95.9458 | ARP | Dry bottom wall-fired boiler | Coal | Natural Gas | Low NOx Burner Technology (Dry Bottom only) | Electric Utility | Electric Services | 0.3007 | 677.219 | 4425251.15 | 0.3255 | 940.545 | 5705332.275 | 0.3205 | 783.921 | 4811423.675 | 0.316 | 776.265 | 4787747.075 | 0.3358 | 1036.322 | 6121083.975 | 0.3785 | 1206.162 | 6350691.835 | 0.3587 | 864.667 | 4763077.571 | 0.4071 | 1161.114 | 5570087.387 | 0.3911 | 1213 | 6110928 | 0.3246 | 955.6 | 5838198.3 | 64.4 |  | New SCR | 0.3007 | 0.06 | 186.1 |  |  | 186.1
NE | Platte | 59 | 1 | Hall | 1982-08-01 | 1500 | 109.8 | 40.8538 | -98.3481 | ARP | Tangentially-fired | Coal |  |  | Electric Utility | Electric Services | 0.3543 | 630.532 | 3557245.9 | 0.3186 | 553.192 | 3516814.1 | 0.3107 | 577.028 | 3741877.1 | 0.3408 | 642.595 | 3772623.725 | 0.3546 | 660.186 | 3738093.065 | 0.3368 | 580.876 | 3448135.973 | 0.3321 | 505.386 | 3017139.876 | 0.3402 | 523.012 | 3064534.672 | 0.3494 | 524.3 | 2999856 | 0.3453 | 486.8 | 2820795.1 | 54.5 |  | New SCR | 0.3107 | 0.06 | 90 |  |  | 90
NE | Rokeby | 6373 | 2 | Lancaster | 1996-11-26 | 882 | 95.4 | 40.7316 | -96.7364 | ARP, TRNOX, TRSO2G2 | Combustion turbine | Pipeline Natural Gas | Diesel Oil | Dry Low NOx Burners<br>Water Injection | Electric Utility |  | 0.1941 | 19.935 | 230714.7 | 0.1582 | 6.001 | 92506.2 | 0.1547 | 6.142 | 101561.425 | 0.1467 | 6.19 | 106681.025 | 0.14 | 5.776 | 105513.078 | 0.2137 | 1.066 | 12115.006 | 0.6094 | 10.959 | 26934.955 | 0.2538 | 5.636 | 47216.869 | 0.2102 | 4.1 | 44036.1 | 0.2516 | 16.8 | 143281.2 | 1.4 | Dry Low NOx Burners<br>Water Injection | Low Ozone Season Rate | 0.14 | 0.14 | 2.8 |  |  | 2.8
NE | Rokeby | 6373 | 3 | Lancaster | 2001-03-26 | 1037 | 95.4 | 40.7316 | -96.7364 | ARP, TRNOX, TRSO2G2 | Combustion turbine | Pipeline Natural Gas | Diesel Oil | Dry Low NOx Burners<br>Water Injection | Electric Utility |  | 0.1118 | 6.824 | 127514.825 | 0.1127 | 5.401 | 107014.45 | 0.1101 | 6.798 | 131958.5 | 0.125 | 11.094 | 187880.325 | 0.1114 | 9.82 | 189563.389 | 0.1497 | 2.378 | 31610.748 | 0.129 | 0.791 | 15265.315 | 0.1172 | 3.934 | 72437.824 | 0.116 | 4.3 | 93512.9 | 0.1066 | 7.3 | 158987.7 | 2.5 | Dry Low NOx Burners<br>Water Injection | Low Ozone Season Rate | 0.1066 | 0.1066 | 4 |  |  | 4
NE | Sarpy County Station | 2292 | CT3 | Sarpy | 1996-06-01 | 1418 | 105.6 | 41.1706 | -95.9692 | ARP, TRNOX, TRSO2G2 | Combustion turbine | Pipeline Natural Gas | Diesel Oil | Dry Low NOx Burners<br>Water Injection | Electric Utility |  | 0.0622 | 13.415 | 427940.35 | 0.0632 | 4.13 | 129961.775 | 0.0624 | 16.763 | 532587.15 | 0.0621 | 15.105 | 481907.325 | 0.0612 | 20.778 | 664159.65 | 0.0626 | 13.557 | 414154.768 | 0.0572 | 3.288 | 111524.196 | 0.0558 | 6.228 | 220954.4 | 0.0581 | 6.7 | 225902.3 | 0.0628 | 12.4 | 385945.3 | 4.3 | Dry Low NOx Burners<br>Water Injection | Low Ozone Season Rate | 0.0558 | 0.0558 | 6.5 |  |  | 6.5
NE | Sarpy County Station | 2292 | CT4A | Sarpy | 2000-05-19 | 296 | 55.4 | 41.1706 | -95.9692 | ARP, TRNOX, TRSO2G2 | Combustion turbine | Pipeline Natural Gas | Diesel Oil | Water Injection | Electric Utility |  | 0.0885 | 5.639 | 127764.625 | 0.0844 | 2.951 | 70148.5 | 0.0844 | 7.987 | 190329.5 |  |  |  | 0.0841 | 9.156 | 218016.675 | 0.0858 | 5.236 | 122243.873 | 0.0868 | 1.176 | 27171.492 | 0.0857 | 4.505 | 105469.55 | 0.0853 | 4.8 | 112382.5 | 0.0861 | 6.1 | 141729.2 | 10.3 | Water Injection | Low Ozone Season Rate | 0.0841 | 0.0841 | 4.7 |  |  | 4.7
NE | Sarpy County Station | 2292 | CT4B | Sarpy | 2000-05-19 | 308 | 55.4 | 41.1706 | -95.9692 | ARP, TRNOX, TRSO2G2 | Combustion turbine | Pipeline Natural Gas | Diesel Oil | Water Injection | Electric Utility |  | 0.0873 | 5.683 | 130293.775 | 0.0799 | 2.811 | 71385.9 | 0.0791 | 7.371 | 189321.175 | 0.0798 | 5.183 | 131681.875 | 0.0788 | 8.821 | 226529.7 | 0.0794 | 5.018 | 125883.608 | 0.0788 | 1.083 | 27441.637 | 0.0782 | 4.081 | 104394.162 | 0.0784 | 4.5 | 113691.3 | 0.0783 | 5.8 | 147765.2 | 10.1 | Water Injection | Low Ozone Season Rate | 0.0782 | 0.0782 | 4.5 |  |  | 4.5
NE | Sarpy County Station | 2292 | CT5A | Sarpy | 2000-05-19 | 345 | 58.9 | 41.1706 | -95.9692 | ARP, TRNOX, TRSO2G2 | Combustion turbine | Pipeline Natural Gas | Diesel Oil | Water Injection | Electric Utility |  | 0.0836 | 5.229 | 125305.775 | 0.0776 | 3.379 | 87234.525 | 0.0777 | 6.055 | 156899 | 0.0775 | 6.471 | 166890.35 | 0.0771 | 7.228 | 187507.125 | 0.0831 | 5.044 | 121164.773 | 0.0837 | 1.476 | 35375.499 | 0.0826 | 3.819 | 92858.298 | 0.082 | 4.7 | 114937.1 | 0.0838 | 5.9 | 141817.8 | 9.1 | Water Injection | Low Ozone Season Rate | 0.0771 | 0.0771 | 4.4 |  |  | 4.4
NE | Sarpy County Station | 2292 | CT5B | Sarpy | 2000-05-19 | 321 | 58.9 | 41.1706 | -95.9692 | ARP, TRNOX, TRSO2G2 | Combustion turbine | Pipeline Natural Gas | Diesel Oil | Water Injection | Electric Utility |  | 0.0831 | 5.117 | 123475.875 | 0.0791 | 3.241 | 82916.175 | 0.0778 | 7.002 | 182353.3 | 0.0774 | 6.84 | 178565.25 | 0.077 | 7.69 | 201288.85 | 0.0839 | 5.415 | 128837.285 | 0.0842 | 1.665 | 39631.64 | 0.0834 | 4.303 | 103571.595 | 0.0828 | 5.2 | 126206.3 | 0.0832 | 3.7 | 88855 | 10.7 | Water Injection | Low Ozone Season Rate | 0.077 | 0.077 | 4.8 |  |  | 4.8
NE | Sheldon | 2277 | 1 | Lancaster | 1968-07-01 | 1495.5 | 108.8 | 40.5589 | -96.7842 | ARP | Cyclone boiler | Coal | Pipeline Natural Gas |  | Electric Utility | Electric Services | 0.8333 | 863.201 | 2009503.78 | 0.9148 | 1550.613 | 3295991.033 | 0.9428 | 2111.692 | 4404731.472 | 0.9562 | 1830.708 | 3776458.978 | 0.9077 | 1657.567 | 3581990.675 | 0.9653 | 1461.19 | 2954545.461 | 0.9337 | 1760.961 | 3707554.828 | 0.9118 | 1580.232 | 3404224.595 | 0.9434 | 1648.3 | 3459065.7 | 0.9068 | 1193.9 | 2572020.1 | 63 |  | New SCR | 0.8333 | 0.08333 | 145.6 |  |  | 145.6
NE | Sheldon | 2277 | 2 | Lancaster | 1961-07-01 | 1619.7 | 119.9 | 40.5589 | -96.7842 | ARP | Cyclone boiler | Coal | Pipeline Natural Gas |  | Electric Utility | Electric Services | 0.8137 | 1631.51 | 3959492.281 | 0.7737 | 1458.56 | 3729481.188 | 0.856 | 1970.815 | 4561038.57 | 0.82 | 1657.836 | 3976247.495 | 0.8369 | 1861.3 | 4412703.7 | 0.7277 | 1428.257 | 3782383.093 | 0.6237 | 1202.256 | 3710227.505 | 0.6257 | 1138.461 | 3538278.04 | 0.6264 | 1229.5 | 3754676.8 | 0.2368 | 465.7 | 3677715.7 | 63.1 |  | New SCR | 0.2368 | 0.06 | 117.8 |  |  | 117.8
NE | Terry Bundy Generating Station | 7887 | SVGS2 | Lancaster | 2003-08-07 | 461 | 46 | 40.9108 | -96.6147 | ARP, TRNOX, TRSO2G2 | Combined cycle | Pipeline Natural Gas | Diesel Oil | Water Injection<br>Selective Catalytic Reduction | Electric Utility |  |  |  |  | 0.3331 | 37.804 | 259102.389 | 0.075 | 15.527 | 510221.598 | 0.0288 | 3.437 | 374988.413 | 0.0249 | 3.751 | 474549.186 | 0.0225 | 2.305 | 294652.902 | 0.0376 | 1.71 | 155205.594 | 0.0293 | 3.474 | 348618.328 | 0.0327 | 2.9 | 276148.7 | 0.0355 | 6.1 | 470006.9 | 16.3 | Water Injection<br>Selective Catalytic Reduction | Existing SCR | 0.0225 | 0.0225 | 2 |  |  | 2
NE | Terry Bundy Generating Station | 7887 | SVGS3 | Lancaster | 2003-08-05 | 461 | 46 | 40.9108 | -96.6147 | ARP, TRNOX, TRSO2G2 | Combined cycle | Pipeline Natural Gas | Diesel Oil | Water Injection<br>Selective Catalytic Reduction | Electric Utility |  |  |  |  | 0.3195 | 38.345 | 264845.076 | 0.0466 | 7.821 | 523012.352 | 0.0292 | 3.544 | 368627.467 | 0.0245 | 3.828 | 474038.811 | 0.0261 | 2.702 | 298158.974 | 0.0499 | 2.667 | 148937.332 | 0.0461 | 4.932 | 331102.701 | 0.0848 | 6.2 | 266345.4 | 0.058 | 8.2 | 446765.1 | 15.7 | Water Injection<br>Selective Catalytic Reduction | Existing SCR | 0.0245 | 0.0245 | 1.8 |  |  | 1.8
NE | Terry Bundy Generating Station | 7887 | SVGS4 | Lancaster | 2003-08-11 | 439 | 46 | 40.9108 | -96.6147 | ARP, TRNOX, TRSO2G2 | Combustion turbine | Pipeline Natural Gas | Diesel Oil | Water Injection<br>Selective Catalytic Reduction | Electric Utility |  |  |  |  | 0.0962 | 13.615 | 306961.177 | 0.0745 | 7.956 | 273973.768 | 0.0296 | 2.367 | 249728.532 | 0.0316 | 3.251 | 298400.155 | 0.0296 | 1.665 | 143672.338 | 0.0446 | 1.124 | 84730.975 | 0.168 | 3.969 | 178780.932 | 0.0673 | 2.1 | 147250.7 | 0.0844 | 6.7 | 264650.6 | 9.1 | Water Injection<br>Selective Catalytic Reduction | Existing SCR | 0.0296 | 0.0296 | 0.9 |  |  | 0.9
NH | EP Newington Energy, LLC | 55661 | 1 | Rockingham | 2002-06-22 | 2076 | 185.6 | 43.1047 | -70.8044 | ARP, NHNOX, RGGI | Combined cycle | Pipeline Natural Gas | Other Oil | Dry Low NOx Burners<br>Water Injection<br>Ammonia Injection<br>Selective Catalytic Reduction | Electric Utility |  | 0.0095 | 15.986 | 4407946.795 | 0.0099 | 14.432 | 4283752.232 | 0.017 | 20.505 | 4121108.095 | 0.016 | 18.801 | 3788695.921 | 0.0085 | 19.118 | 5344023.872 | 0.0147 | 19.513 | 4162537.17 | 0.0282 | 13.489 | 1799155.577 | 0.0222 | 24.179 | 3767992.441 | 0.0181 | 20.4 | 4060929.4 | 0.0197 | 21.7 | 4032304.9 | 53.3 | Dry Low NOx Burners<br>Water Injection<br>Ammonia Injection<br>Selective Catalytic Reduction | Existing SCR | 0.0085 | 0.0085 | 9.6 |  |  | 9.6
NH | EP Newington Energy, LLC | 55661 | 2 | Rockingham | 2002-06-22 | 2076 | 185.6 | 43.1047 | -70.8044 | ARP, NHNOX, RGGI | Combined cycle | Pipeline Natural Gas | Other Oil | Dry Low NOx Burners<br>Water Injection<br>Ammonia Injection<br>Selective Catalytic Reduction | Electric Utility |  | 0.0084 | 15.559 | 4468699.822 | 0.0109 | 13.062 | 3977105.815 | 0.0101 | 17.065 | 4524757.637 | 0.0117 | 16.963 | 4173969.531 | 0.0161 | 21.197 | 4178043.47 | 0.0177 | 23.74 | 4166931.05 | 0.0253 | 11.265 | 1737238.17 | 0.0183 | 20.375 | 3991032.912 | 0.0181 | 21.5 | 4380600.1 | 0.0213 | 20.3 | 4053886.1 | 57.5 | Dry Low NOx Burners<br>Water Injection<br>Ammonia Injection<br>Selective Catalytic Reduction | Existing SCR | 0.0084 | 0.0084 | 10 |  |  | 10
NH | Granite Ridge Energy | 55170 | 1 | Rockingham | 2003-02-19 | 2849 | 300 | 42.9043 | -71.4251 | ARP, NHNOX, RGGI | Combined cycle | Pipeline Natural Gas |  | Dry Low NOx Burners<br>Ammonia Injection | Electric Utility |  | 0.018 | 22.678 | 3134970.666 | 0.0106 | 13.037 | 2885769.418 | 0.0082 | 31.014 | 7859120.022 | 0.0091 | 13.058 | 3373950.233 | 0.0091 | 23.791 | 5918564.434 | 0.0111 | 27.541 | 6405052.638 | 0.0102 | 24.711 | 5606775.8 | 0.01 | 24.592 | 5696992.003 | 0.0095 | 25 | 5747979.2 | 0.0081 | 33.5 | 8276608.1 | 54.9 | Dry Low NOx Burners<br>Ammonia Injection | Low Ozone Season Rate | 0.0081 | 0.0081 | 21.3 |  |  | 21.3
NH | Granite Ridge Energy | 55170 | 2 | Rockingham | 2003-02-19 | 2849 | 300 | 42.9043 | -71.4251 | ARP, NHNOX, RGGI | Combined cycle | Pipeline Natural Gas |  | Dry Low NOx Burners<br>Ammonia Injection | Electric Utility |  | 0.0192 | 17.568 | 2551920.079 | 0.0109 | 17.168 | 3723248.243 | 0.0099 | 31.143 | 7247073.244 | 0.0119 | 16.185 | 3306199.888 | 0.0089 | 23.74 | 5896066.098 | 0.0105 | 29.047 | 6522636.675 | 0.0104 | 23.061 | 5353505.9 | 0.0098 | 20.917 | 4922076.08 | 0.0096 | 25.5 | 5747097.8 | 0.009 | 33.5 | 7704158.4 | 54.9 | Dry Low NOx Burners<br>Ammonia Injection | Low Ozone Season Rate | 0.0089 | 0.0089 | 23.7 |  |  | 23.7
NH | Merrimack | 2364 | 1 | Merrimack | 1960-12-01 | 1351 | 113.6 | 43.1411 | -71.4692 | ARP, NHNOX | Cyclone boiler | Coal |  | Selective Non-catalytic Reduction (Retired Jun 30, 2003)<br>Selective Catalytic Reduction (Began Jun 30, 2003) | Electric Utility | Electric Services | 0.1624 | 321.684 | 4069847.144 | 0.1499 | 318.901 | 4315468.74 | 0.1613 | 353.244 | 4529353.334 | 0.1638 | 268.057 | 3429088.02 | 0.1888 | 419.697 | 4533602.702 | 0.2851 | 547.083 | 3872696.086 | 0.1873 | 340.654 | 3671578.286 | 0.2854 | 472.518 | 3349032.165 | 0.3257 | 389.7 | 2309918.2 | 0.2896 | 164.9 | 1167967.4 | 46.6 | SCR | Existing SCR | 0.1499 | 0.1499 | 179.3 |  |  | 179.3
NH | Merrimack | 2364 | 2 | Merrimack | 1968-05-01 | 4090 | 345.6 | 43.1411 | -71.4692 | ARP, NHNOX | Cyclone boiler | Coal |  | Selective Catalytic Reduction | Electric Utility | Electric Services | 0.1959 | 751.913 | 8784117.847 | 0.2433 | 999.314 | 10500000 | 0.1789 | 751.737 | 9268380.123 | 0.159 | 764.642 | 9955671.286 | 0.1985 | 880.622 | 9742921.091 | 0.206 | 752.493 | 7863122.975 | 0.1941 | 539.675 | 5811313.386 | 0.2348 | 1050.031 | 9088238.087 | 0.2706 | 715.4 | 5382716.1 | 0.2859 | 330.8 | 2500071 | 35.8 | SCR | Existing SCR | 0.159 | 0.159 | 420.4 |  |  | 420.4
NH | Newington | 8002 | 1 | Rockingham | 1974-06-01 | 5469.5 | 414 | 43.0974 | -70.7834 | ARP, NHNOX | Tangentially-fired | Residual Oil | Pipeline Natural Gas | Low NOx Burner Technology w/ Separated OFA<br>Water Injection (Began Apr 01, 2003) | Electric Utility | Electric Services | 0.2077 | 1193.076 | 10800000 | 0.2037 | 971.612 | 8956927.54 | 0.1948 | 749.782 | 6965037.785 | 0.1274 | 115.288 | 1547776.744 | 0.1162 | 45.15 | 669497.273 | 0.1437 | 76.015 | 839485.735 | 0.1228 | 20.143 | 266884.504 | 0.0845 | 111.736 | 2071224.084 | 0.0815 | 32 | 530894.4 | 0.0774 | 43.2 | 821843.7 | 2.6 |  | Low Ozone Season Rate | 0.0774 | 0.0774 | 30.4 |  |  | 30.4
NH | Schiller | 2367 | 4 | Rockingham | 1952-10-01 | 619 | 50 | 43.0978 | -70.7842 | ARP, NHNOX | Dry bottom wall-fired boiler | Coal | Residual Oil | Selective Non-catalytic Reduction | Electric Utility | Electric Services | 0.2741 | 265.394 | 1953455.972 | 0.2695 | 239.162 | 1789426.657 | 0.2646 | 252.692 | 1914092.125 | 0.274 | 257.412 | 1902826.002 | 0.1811 | 138.141 | 1553526.847 | 0.2221 | 187.884 | 1728030.624 | 0.2302 | 117.203 | 1026985.704 | 0.2912 | 183.95 | 1296890.148 | 0.2866 | 68.5 | 474798.5 | 0.2572 | 33.8 | 253476.8 | 20.9 | SNCR | Existing SNCR | 0.1811 | 0.1811 | 43.3 |  |  | 43.3
NH | Schiller | 2367 | 5 | Rockingham | 1955-05-01 | 775 | 50 | 43.0978 | -70.7842 | ARP, NHNOX | Dry bottom wall-fired boiler | Coal | Residual Oil | Selective Non-catalytic Reduction | Electric Utility | Electric Services | 0.2429 | 211.659 | 1751084.233 | 0.247 | 217.542 | 1766409.287 | 0.2571 | 208.871 | 1621333.31 | 0.437 | 232.218 | 1062863.467 | [15 empty] | 0.0615 | 67.4 | 2201478.3 | 0 | SNCR | Existing SNCR | 0.0615 | 0.0615 | 0 |  |  | 0
NH | Schiller | 2367 | 5 | Rockingham | 1955-05-01 | 775 | 50 | 43.0978 | -70.7842 | ARP, NHNOX, RGGI | Circulating fluidized bed boiler | Wood | Coal, Pipeline Natural Gas | Selective Non-catalytic Reduction | Electric Utility | [13 empty] | 0.0674 | 75.871 | 2261093.662 | 0.0686 | 80.426 | 2361778.105 | 0.0674 | 86.988 | 2592462.091 | 0.0641 | 65.865 | 2029389.942 | 0.0661 | 65.5 | 1973244 | 0.0615 | 67.4 | 2201478.3 | 29.1 | SNCR | Existing SNCR | 0.0615 | 0.0615 | 60.9 |  |  | 60.9
NH | Schiller | 2367 | 6 | Rockingham | 1957-07-01 | 610 | 50 | 43.0978 | -70.7842 | ARP, NHNOX | Dry bottom wall-fired boiler | Coal | Residual Oil | Selective Non-catalytic Reduction | Electric Utility | Electric Services | 0.2359 | 190.59 | 1623888.481 | 0.2656 | 241.105 | 1833015.719 | 0.2714 | 217.855 | 1612163.833 | 0.2829 | 254.374 | 1809818.786 | 0.1896 | 156.101 | 1670200.28 | 0.2134 | 199.416 | 1883708.327 | 0.2504 | 109.785 | 889716.798 | 0.2808 | 175.706 | 1262631.472 | 0.2857 | 55.8 | 384552.9 | 0.2541 | 28.2 | 199766.9 | 17.2 | SNCR | Existing SNCR | 0.1896 | 0.1896 | 37 |  |  | 37
NJ | B L England | 2378 | 1 | Cape May | 1962-10-22 | 1300 | 136 | 39.29 | -74.6339 | ARP, NBP | Cyclone boiler | Coal | Residual Oil | Selective Non-catalytic Reduction<br>Overfire Air | Electric Utility | Electric Services | 0.4453 | 692.31 | 3084024.455 | 0.5016 | 1018.411 | 4010398.127 | 0.5289 | 897.079 | 3338654.49 | 0.5046 | 806.357 | 3152880.829 | 0.5309 | 1030.595 | 3849086.522 | 0.5316 | 715.808 | 2704117.226 | 0.4384 | 193.964 | 882651.857 | 0.3962 | 253.95 | 1266775.011 | 0.3967 | 173.9 | 848137.6 | 0.3805 | 163 | 837955.5 | 17.8 | SNCR | Existing SNCR | 0.3805 | 0.3805 | 166.8 | Shutdown | Gas Combined Cycle Replacement | 4 | 169.8
NJ | B L England | 2378 | 2 | Cape May | 1964-11-24 | 1600 | 163.2 | 39.29 | -74.6339 | ARP, NBP | Cyclone boiler | Coal | Residual Oil | Selective Non-catalytic Reduction<br>Overfire Air | Electric Utility | Electric Services | 0.3901 | 704.2 | 3504679.96 | 0.3974 | 723.342 | 3605902.402 | 0.4422 | 897.847 | 3964992.198 | 0.4678 | 691.605 | 2872619.776 | 0.5143 | 815.29 | 3082465.626 | 0.5317 | 649.067 | 2471068.319 | 0.3944 | 339.885 | 1721714.992 | 0.4121 | 565.411 | 2674710.155 | 0.387 | 256.2 | 1231045.7 | 0.3147 | 188.7 | 949991.4 | 21 | SNCR | Existing SNCR | 0.3147 | 0.3147 | 208.3 | Shutdown | Gas Combined Cycle Replacement | 5.8 | 250.4
NJ | B L England | 2378 | 3 | Cape May | 1974-12-31 | 1720 | 176.4 | 39.29 | -74.6339 | NBP, ARP | Dry bottom wall-fired boiler | Residual Oil |  | Selective Non-catalytic Reduction | Electric Utility | Electric Services | 0.1824 | 107.575 | 1168654.079 | 0.2327 | 47.851 | 509200.606 | 0.189 | 109.176 | 1168056.599 | 0.1856 | 70.744 | 771850.006 | 0.1895 | 56.246 | 600052.27 | 0.1894 | 30.556 | 322269.516 | 0.1984 | 9.765 | 99603.651 | 0.1911 | 14.159 | 148344.442 | 0.1932 | 24 | 257043.1 | 0.2034 | 8.2 | 79977.9 | 4.1 | SNCR | Exisiting SNCR | 0.1824 | 0.1824 | 22.7 |  |  | 22.7
NJ | Bayonne Energy Center | 56964 | GT1 | Hudson | 2012-01-23 | 603 | 64 | 40.6529 | -74.0916 | ARP, CAIRNOX, CAIROS, CAIRSO2, TRNOX, TRNOXOS, TRSO2G1 | Combustion turbine | Pipeline Natural Gas | Diesel Oil | Water Injection<br>Ammonia Injection<br>Selective Catalytic Reduction | Electric Utility | [28 empty] | 0.0122 | 2.3 | 561780.7 | 0 | Water Injection<br>Ammonia Injection<br>Selective Catalytic Reduction | Existing SCR | 0.0122 | 0.0122 | 0 |  |  | 0
NJ | Bayonne Energy Center | 56964 | GT2 | Hudson | 2012-01-26 | 603 | 64 | 40.6529 | -74.0916 | ARP, CAIRNOX, CAIROS, CAIRSO2, TRNOX, TRNOXOS, TRSO2G1 | Combustion turbine | Pipeline Natural Gas | Diesel Oil | Water Injection<br>Ammonia Injection<br>Selective Catalytic Reduction | Electric Utility | [28 empty] | 0.0123 | 2.1 | 527117 | 0 | Water Injection<br>Ammonia Injection<br>Selective Catalytic Reduction | Existing SCR | 0.0123 | 0.0123 | 0 |  |  | 0
NJ | Bayonne Energy Center | 56964 | GT3 | Hudson | 2012-02-22 | 603 | 64 | 40.6529 | -74.0916 | ARP, CAIRNOX, CAIROS, CAIRSO2, TRNOX, TRNOXOS, TRSO2G1 | Combustion turbine (Started Jan 25, 2012) | Pipeline Natural Gas | Diesel Oil | Water Injection<br>Ammonia Injection<br>Selective Catalytic Reduction | Electric Utility | [28 empty] | 0.0119 | 2.1 | 509680.1 | 0 | Water Injection<br>Ammonia Injection<br>Selective Catalytic Reduction | Existing SCR | 0.0119 | 0.0119 | 0 |  |  | 0
NJ | Bayonne Energy Center | 56964 | GT4 | Hudson | 2012-02-21 | 603 | 64 | 40.6529 | -74.0916 | ARP, CAIRNOX, CAIROS, CAIRSO2, TRNOX, TRNOXOS, TRSO2G1 | Combustion turbine (Started Jan 31, 2012) | Pipeline Natural Gas | Diesel Oil | Water Injection<br>Ammonia Injection<br>Selective Catalytic Reduction | Electric Utility | [28 empty] | 0.0124 | 2.2 | 522088.1 | 0 | Water Injection<br>Ammonia Injection<br>Selective Catalytic Reduction | Existing SCR | 0.0124 | 0.0124 | 0 |  |  | 0
NJ | Bayonne Energy Center | 56964 | GT5 | Hudson | 2012-03-13 | 603 | 64 | 40.6529 | -74.0916 | ARP, CAIRNOX, CAIROS, CAIRSO2, TRNOX, TRNOXOS, TRSO2G1 | Combustion turbine (Started Feb 21, 2012) | Pipeline Natural Gas | Diesel Oil | Water Injection<br>Ammonia Injection<br>Selective Catalytic Reduction | Electric Utility | [28 empty] | 0.0102 | 2 | 547329 | 0 | Water Injection<br>Ammonia Injection<br>Selective Catalytic Reduction | Existing SCR | 0.0102 | 0.0102 | 0 |  |  | 0
NJ | Bayonne Energy Center | 56964 | GT6 | Hudson | 2012-03-14 | 603 | 64 | 40.6529 | -74.0916 | ARP, CAIRNOX, CAIROS, CAIRSO2, TRNOX, TRNOXOS, TRSO2G1 | Combustion turbine (Started Feb 29, 2012) | Pipeline Natural Gas | Diesel Oil | Water Injection<br>Ammonia Injection<br>Selective Catalytic Reduction | Electric Utility | [28 empty] | 0.0117 | 2.2 | 541426.8 | 0 | Water Injection<br>Ammonia Injection<br>Selective Catalytic Reduction | Existing SCR | 0.0117 | 0.0117 | 0 |  |  | 0
NJ | Bayonne Energy Center | 56964 | GT7 | Hudson | 2012-03-25 | 603 | 64 | 40.6529 | -74.0916 | ARP, CAIRNOX, CAIROS, CAIRSO2, TRNOX, TRNOXOS, TRSO2G1 | Combustion turbine (Started Mar 19, 2012) | Pipeline Natural Gas | Diesel Oil | Water Injection<br>Ammonia Injection<br>Selective Catalytic Reduction | Electric Utility | [28 empty] | 0.0151 | 2 | 489638.5 | 0 | Water Injection<br>Ammonia Injection<br>Selective Catalytic Reduction | Existing SCR | 0.0151 | 0.0151 | 0 |  |  | 0
NJ | Bayonne Energy Center | 56964 | GT8 | Hudson | 2012-04-11 | 603 | 64 | 40.6529 | -74.0916 | ARP, CAIRNOX, CAIROS, CAIRSO2, TRNOX, TRNOXOS, TRSO2G1 | Combustion turbine (Started Apr 05, 2012) | Pipeline Natural Gas | Diesel Oil | Water Injection<br>Ammonia Injection<br>Selective Catalytic Reduction | Electric Utility | [28 empty] | 0.0144 | 2.2 | 489550.5 | 0 | Water Injection<br>Ammonia Injection<br>Selective Catalytic Reduction | Existing SCR | 0.0144 | 0.0144 | 0 |  |  | 0
NJ | Bergen | 2398 | 1101 | Bergen | 1995-06-01 | 1515 | 112.5 | 40.8375 | -74.0244 | ARP, CAIRNOX, CAIROS, CAIRSO2, TRNOX, TRNOXOS, TRSO2G1 | Combined cycle | Pipeline Natural Gas | Diesel Oil | Dry Low NOx Burners<br>Water Injection | Electric Utility |  | 0.0301 | 20.418 | 1687030.529 | 0.0249 | 30.604 | 2609599.799 | 0.025 | 27.556 | 2258990.074 | 0.0276 | 33.266 | 2578919.768 | 0.0292 | 31.566 | 2415343.734 | 0.0283 | 38.573 | 2775406.849 | 0.032 | 31.629 | 2173771.395 | 0.0269 | 34.623 | 2655470.109 | 0.0249 | 31.4 | 2574601.8 | 0.0264 | 30.5 | 2409893.2 | 46.3 | Dry Low NOx Burners<br>Water Injection | Low Ozone Season Rate | 0.0249 | 0.0249 | 31.4 |  |  | 31.4
NJ | Bergen | 2398 | 1201 | Bergen | 1995-06-01 | 1515 | 112.5 | 40.8375 | -74.0244 | ARP, CAIRNOX, CAIROS, CAIRSO2, TRNOX, TRNOXOS, TRSO2G1 | Combined cycle | Pipeline Natural Gas | Diesel Oil | Dry Low NOx Burners<br>Water Injection | Electric Utility |  | 0.0255 | 31.981 | 2597602.35 | 0.0271 | 25.267 | 2096118.858 | 0.0263 | 23.889 | 1925425.617 | 0.0267 | 38.27 | 2962688.724 | 0.0267 | 29.949 | 2445329.081 | 0.0311 | 36.813 | 2620749.419 | 0.0322 | 37.33 | 2465433.977 | 0.0297 | 39.431 | 2757228.143 | 0.031 | 44.8 | 2910781 | 0.0319 | 43.5 | 2746789.2 | 52.3 | Dry Low NOx Burners<br>Water Injection | Low Ozone Season Rate | 0.0255 | 0.0255 | 36.9 |  |  | 36.9
NJ | Bergen | 2398 | 1301 | Bergen | 1995-06-01 | 1515 | 112.5 | 40.8375 | -74.0244 | ARP, CAIRNOX, CAIROS, CAIRSO2, TRNOX, TRNOXOS, TRSO2G1 | Combined cycle | Pipeline Natural Gas | Diesel Oil | Dry Low NOx Burners<br>Water Injection | Electric Utility |  | 0.033 | 26.099 | 1747106.186 | 0.0337 | 27.751 | 1798385.582 | 0.0352 | 32.09 | 1859225.411 | 0.0297 | 43.229 | 2979544.215 | 0.0324 | 44.892 | 2891318.273 | 0.0336 | 47.015 | 2820608.089 | 0.0337 | 41.285 | 2652248.476 | 0.0282 | 45.781 | 3321635.673 | 0.0286 | 41.7 | 3050097.1 | 0.037 | 52 | 2839163.9 | 54.8 | Dry Low NOx Burners<br>Water Injection | Low Ozone Season Rate | 0.0282 | 0.0282 | 41.2 |  |  | 41.2
NJ | Bergen | 2398 | 1401 | Bergen | 1995-06-01 | 1515 | 112.5 | 40.8375 | -74.0244 | ARP, CAIRNOX, CAIROS, CAIRSO2, TRNOX, TRNOXOS, TRSO2G1 | Combined cycle | Pipeline Natural Gas | Diesel Oil | Dry Low NOx Burners<br>Water Injection | Electric Utility |  | 0.0388 | 28.73 | 1658949.109 | 0.0284 | 28.574 | 2252083.519 | 0.0263 | 29.405 | 2309426.605 | 0.0291 | 37.11 | 2656005.679 | 0.0329 | 44.585 | 2940787.832 | 0.0359 | 50.401 | 3023043.671 | 0.0353 | 41.617 | 2575485.077 | 0.0282 | 41.628 | 3178730.636 | 0.0314 | 48.2 | 3156183.6 | 0.0348 | 45.4 | 2754127.4 | 56.7 | Dry Low NOx Burners<br>Water Injection | Low Ozone Season Rate | 0.0263 | 0.0263 | 40.4 |  |  | 40.4
NJ | Bergen | 2398 | 2101 | Bergen | 2002-05-01 | 2450 | 183.6 | 40.8375 | -74.0244 | ARP, CAIRNOX, CAIROS, CAIRSO2, TRNOX, TRNOXOS, TRSO2G1 | Combined cycle | Pipeline Natural Gas | Diesel Oil | Dry Low NOx Burners<br>Water Injection<br>Selective Catalytic Reduction | Electric Utility |  | 0.0236 | 18.588 | 2585280.737 | 0.0117 | 16.805 | 4218489.108 | 0.011 | 12.859 | 3520353.868 | 0.0103 | 11.017 | 2988936.257 | 0.01 | 11.399 | 3707627.298 | 0.012 | 16.839 | 4403888.134 | 0.0162 | 17.2 | 3357941.467 | 0.0088 | 13.796 | 4287134.452 | 0.0084 | 13.3 | 4137764.8 | 0.0077 | 12.4 | 4482682.9 | 46 | Dry Low NOx Burners<br>Water Injection<br>Selective Catalytic Reduction | Existing SCR | 0.0077 | 0.0077 | 12.2 |  |  | 12.2
NJ | Bergen | 2398 | 2201 | Bergen | 2002-05-01 | 2450 | 183.6 | 40.8375 | -74.0244 | ARP, CAIRNOX, CAIROS, CAIRSO2, TRNOX, TRNOXOS, TRSO2G1 | Combined cycle | Pipeline Natural Gas | Diesel Oil | Dry Low NOx Burners<br>Water Injection<br>Selective Catalytic Reduction | Electric Utility |  | 0.0226 | 16.625 | 2505638.658 | 0.0129 | 14.878 | 3767717.847 | 0.0125 | 13.77 | 3289315.097 | 0.0138 | 14.881 | 3227445.787 | 0.0139 | 16.088 | 3794808.647 | 0.013 | 16.408 | 4473859.235 | 0.0134 | 14.552 | 3543076.953 | 0.0081 | 15.008 | 4861382.014 | 0.008 | 12.1 | 3938954.5 | 0.0079 | 13.1 | 4677312.3 | 43.8 | Dry Low NOx Burners<br>Water Injection<br>Selective Catalytic Reduction | Existing SCR | 0.0079 | 0.0079 | 11.9 |  |  | 11.9
NJ | Bergen | 2398 | 3001 | Bergen | 1967-07-07 | 327 |  | 40.8375 | -74.0244 | SIPNOX | Combustion turbine | Pipeline Natural Gas |  |  | Electric Utility |  | 0.7 | 5.076 | 14503.3 | 0.7001 | 1.185 | 3386.2 | 0.7 | 3.98 | 11372.2 | 0.7 | 2.575 | 7356.8 | 0.7001 | 8.391 | 23975.9 | 0.7018 | 0.83 | 2371.1 | 0.7008 | 0.237 | 676 | 0.6999 | 1.592 | 4547.4 | 0.7001 | 2.1 | 5998.1 | 0.7 | 1.1 | 3079.1 | 0.5 | None Reported | Water Injection | 0.6999 | 0.41994 | 1.3 |  |  | 1.3
NJ | Burlington Generating Station | 2399 | 101 | Burlington | 1993-06-18 | 575 | 44.8 | 40.0753 | -74.8781 | ARP, NBP | Combined cycle | Pipeline Natural Gas | Diesel Oil | Water Injection<br>Selective Catalytic Reduction | Electric Utility |  | 0.1645 | 3.733 | 76351.66 | [27 empty] | 0 | Water Injection<br>Selective Catalytic Reduction | Existing SCR | 0.1645 | 0.1645 | 0 |  |  | 0
NJ | Burlington Generating Station | 2399 | 102 | Burlington | 1993-06-18 | 575 | 44.8 | 40.0753 | -74.8781 | ARP, NBP | Combined cycle | Pipeline Natural Gas | Diesel Oil | Water Injection<br>Selective Catalytic Reduction | Electric Utility |  | 0.1559 | 2.958 | 76435.576 | [27 empty] | 0 | Water Injection<br>Selective Catalytic Reduction | Existing SCR | 0.1559 | 0.1559 | 0 |  |  | 0
NJ | Burlington Generating Station | 2399 | 103 | Burlington | 1993-06-18 | 575 | 44.8 | 40.0753 | -74.8781 | ARP, NBP | Combined cycle | Pipeline Natural Gas | Diesel Oil | Water Injection<br>Selective Catalytic Reduction | Electric Utility |  | 0.1039 | 4.089 | 131649.874 | [27 empty] | 0 | Water Injection<br>Selective Catalytic Reduction | Existing SCR | 0.1039 | 0.1039 | 0 |  |  | 0
NJ | Burlington Generating Station | 2399 | 104 | Burlington | 1993-06-18 | 575 | 44.8 | 40.0753 | -74.8781 | ARP, NBP | Combined cycle | Diesel Oil | Pipeline Natural Gas | Water Injection<br>Selective Catalytic Reduction | Electric Utility |  | 0.1001 | 3.659 | 115314.215 | [27 empty] | 0 | Water Injection<br>Selective Catalytic Reduction | Existing SCR | 0.1001 | 0.1001 | 0 |  |  | 0
NJ | Burlington Generating Station | 2399 | 121 | Burlington | 2000-05-12 | 463 | 60.6 | 40.0753 | -74.8781 | ARP, CAIRNOX, CAIROS, CAIRSO2, TRNOX, TRNOXOS, TRSO2G1 | Combustion turbine | Pipeline Natural Gas | Diesel Oil | Water Injection | Electric Utility |  | 0.1089 | 7.913 | 186126.783 | 0.1386 | 8.016 | 169343.366 | 0.1321 | 7.974 | 172632.85 | 0.1078 | 12.066 | 271981.237 | 0.1152 | 15.144 | 335279.09 | 0.1214 | 7.843 | 172706.477 | 0.122 | 2.881 | 65146.281 | 0.1084 | 9.805 | 228674.138 | 0.1142 | 5.3 | 129410 | 0.1078 | 7 | 171039.1 | 7.6 | Water Injection | Low Ozone Season Rate | 0.1078 | 0.1078 | 5 |  |  | 5
NJ | Burlington Generating Station | 2399 | 122 | Burlington | 2000-05-16 | 463 | 60.6 | 40.0753 | -74.8781 | ARP, CAIRNOX, CAIROS, CAIRSO2, TRNOX, TRNOXOS, TRSO2G1 | Combustion turbine | Pipeline Natural Gas | Diesel Oil | Water Injection | Electric Utility |  | 0.1076 | 6.158 | 145344.057 | 0.1478 | 8.428 | 173064.366 | 0.1306 | 8.061 | 170848.665 | 0.1116 | 7.765 | 170220.812 | 0.117 | 14.174 | 314696.271 | 0.1248 | 8.042 | 175047.06 | 0.1244 | 3.1 | 67634.633 | 0.1022 | 9.087 | 217450.193 | 0.1123 | 6.7 | 160563.9 | 0.1062 | 7.9 | 183921.6 | 9.4 | Water Injection | Low Ozone Season Rate | 0.1022 | 0.1022 | 6.1 |  |  | 6.1
NJ | Burlington Generating Station | 2399 | 123 | Burlington | 2000-06-12 | 463 | 60.6 | 40.0753 | -74.8781 | ARP, CAIRNOX, CAIROS, CAIRSO2, TRNOX, TRNOXOS, TRSO2G1 | Combustion turbine | Pipeline Natural Gas | Diesel Oil | Water Injection | Electric Utility |  | 0.1331 | 7.852 | 164536.729 | 0.1219 | 8.216 | 182949.658 | 0.1219 | 7.624 | 167416.743 | 0.1017 | 11.355 | 265073.54 | 0.1195 | 14.869 | 320145.554 | 0.124 | 8.21 | 174317.897 | 0.1246 | 2.472 | 56093.719 | 0.102 | 10.044 | 238447.135 | 0.1142 | 6.5 | 157613.4 | 0.1132 | 7.6 | 184172.6 | 9.3 | Water Injection | Low Ozone Season Rate | 0.1017 | 0.1017 | 5.8 |  |  | 5.8
NJ | Burlington Generating Station | 2399 | 124 | Burlington | 2000-06-16 | 463 | 60.6 | 40.0753 | -74.8781 | ARP, CAIRNOX, CAIROS, CAIRSO2, TRNOX, TRNOXOS, TRSO2G1 | Combustion turbine | Pipeline Natural Gas | Diesel Oil | Water Injection | Electric Utility |  | 0.1269 | 7.824 | 168653.157 | 0.1382 | 8.054 | 171891.899 | 0.1282 | 7.957 | 168307.272 | 0.1071 | 12.282 | 279364.07 | 0.1106 | 12.376 | 276694.575 | 0.1225 | 8.703 | 189995.319 | 0.1272 | 3.253 | 71097.949 | 0.1037 | 10.368 | 244682.238 | 0.1132 | 6.2 | 148549.4 | 0.1036 | 8.5 | 205176.8 | 8.7 | Water Injection | Low Ozone Season Rate | 0.1036 | 0.1036 | 5.7 |  |  | 5.7
NJ | Burlington Generating Station | 2399 | 12001 | Burlington | 1972-05-11 | 810 | 60.5 | 40.0753 | -74.8781 | CAIRNOX, CAIROS, CAIRSO2, TRNOX, TRNOXOS, TRSO2G1 | Combustion turbine | Diesel Oil |  |  | Electric Utility |  | 1.2 | 1.984 | 3306.8 | 1.2 | 1.696 | 2825.9 | 1.2 | 24.396 | 40660.6 | 1.2 | 0.304 | 506.8 | 0.6922 | 5.324 | 15387.4 | 0.7729 | 2.571 | 6653.4 | 0.773 | 0.431 | 1114.6 | 0.7755 | 7.161 | 18427.7 | 0.609 | 2.5 | 8069 | 0.5401 | 0.9 | 3274.8 | 0.3 | None Reported | Water Injection | 0.5401 | 0.32406 | 1.3 |  |  | 1.3
NJ | Burlington Generating Station | 2399 | 14001 | Burlington | 1972-05-11 | 810 | 60.5 | 40.0753 | -74.8781 | CAIRNOX, CAIROS, CAIRSO2, TRNOX, TRNOXOS, TRSO2G1 | Combustion turbine | Diesel Oil |  |  | Electric Utility |  | 1.2 | 1.36 | 2266.4 | 1.2002 | 2.087 | 3477.5 | 1.1999 | 20.759 | 34598.8 | 1.2 | 13.437 | 22394.6 | 0.6921 | 4.54 | 13121.9 | 0.7729 | 2.145 | 5549.5 | 0.7735 | 0.558 | 1443.4 | 0.7801 | 1.748 | 4426.6 | 0.6099 | 2.5 | 8320.4 | 0.54 | 0.4 | 1508.7 | 0.3 | None Reported | Water Injection | 0.54 | 0.324 | 1.3 |  |  | 1.3
NJ | Burlington Generating Station | 2399 | 16001 | Burlington | 1972-05-11 | 810 | 60.5 | 40.0753 | -74.8781 | CAIRNOX, CAIROS, CAIRSO2, TRNOX, TRNOXOS, TRSO2G1 | Combustion turbine | Diesel Oil |  |  | Electric Utility |  | 1.2001 | 1.114 | 1856 | 1.2003 | 1.628 | 2713.6 | 1.2 | 21.097 | 35162.1 | 1.1999 | 10.127 | 16877.6 | 0.692 | 3.482 | 10064.7 | 0.7729 | 1.966 | 5086.7 | 0.773 | 0.68 | 1759.6 | 0.7776 | 2.628 | 6692.9 | 0.6096 | 2.2 | 7322.6 | 0.5402 | 0.9 | 3169.9 | 0.2 | None Reported | Water Injection | 0.5402 | 0.32412 | 1.2 |  |  | 1.2
NJ | Burlington Generating Station | 2399 | 18001 | Burlington | 1972-05-11 | 810 | 60.5 | 40.0753 | -74.8781 | CAIRNOX, CAIROS, CAIRSO2, TRNOX, TRNOXOS, TRSO2G1 | Combustion turbine | Diesel Oil |  |  | Electric Utility |  | 1.2001 | 2.386 | 3976.7 | 1.2001 | 1.496 | 2493.1 | 1.2001 | 27.219 | 45365.7 | 1.2 | 17.211 | 28684.5 | 0.692 | 5.088 | 14704.1 | 0.773 | 0.909 | 2351.7 | 0.773 | 5.833 | 15092.3 | 0.7758 | 5.136 | 13177.3 | 0.6296 | 3.2 | 10366.2 | 0.5402 | 1.7 | 6232.4 | 0.3 | None Reported | Water Injection | 0.5402 | 0.32412 | 1.6 |  |  | 1.6
NJ | Burlington Generating Station | 2399 | 28001 | Burlington | 1972-06-05 | 810 | 60.5 | 40.0753 | -74.8781 | CAIRNOX, CAIROS, CAIRSO2, TRNOX, TRNOXOS, TRSO2G1 | Combustion turbine | Diesel Oil |  |  | Electric Utility |  | 1.2001 | 3.783 | 6305.4 | 1.2001 | 1.683 | 2805 | 1.1999 | 10.717 | 17861.3 | 1.1999 | 3.871 | 6452.1 | 1.2002 | 8.319 | 13864.9 | 0.796 | 0.769 | 1836.2 | 0.7731 | 0.946 | 2447.8 | 0.7756 | 6.381 | 16399.6 | 0.6241 | 3.7 | 12200 | 0.5401 | 1 | 3847.9 | 0.4 | None Reported | Water Injection | 0.5401 | 0.32406 | 1.9 |  |  | 1.9
NJ | Burlington Generating Station | 2399 | 30001 | Burlington | 1972-06-05 | 810 | 60.5 | 40.0753 | -74.8781 | CAIRNOX, CAIROS, CAIRSO2, TRNOX, TRNOXOS, TRSO2G1 | Combustion turbine | Diesel Oil |  |  | Electric Utility |  | 1.2001 | 6.642 | 11070.4 | 1.1998 | 2.353 | 3921.4 | 1.1998 | 11.987 | 19977.6 | 1.1999 | 13.015 | 21691.4 | 1.2001 | 8.488 | 14145.7 | 0.7794 | 3.819 | 9696 | 0.7723 | 0.287 | 742.7 | 0.7754 | 6.55 | 16843.4 | 0.6347 | 3.7 | 11873.3 | 0.54 | 1.1 | 4051.3 | 0.4 | None Reported | Water Injection | 0.54 | 0.324 | 1.9 |  |  | 1.9
NJ | Burlington Generating Station | 2399 | 32001 | Burlington | 1972-06-05 | 810 | 60.5 | 40.0753 | -74.8781 | CAIRNOX, CAIROS, CAIRSO2, TRNOX, TRNOXOS, TRSO2G1 | Combustion turbine | Diesel Oil |  |  | Electric Utility |  | 1.2006 | 0.958 | 1596.7 | 1.2003 | 2.103 | 3505.1 | 1.1999 | 9.684 | 16140.5 | 1.1999 | 8.423 | 14037.7 | 1.2001 | 7.718 | 12862.6 | 0.784 | 3.007 | 7595.6 | 0.7729 | 0.709 | 1835.4 | 0.777 | 4.148 | 10636.6 | 0.6286 | 2.2 | 7011.8 | 0.54 | 0.4 | 1322.2 | 0.2 | None Reported | Water Injection | 0.54 | 0.324 | 1.1 |  |  | 1.1
NJ | Burlington Generating Station | 2399 | 34001 | Burlington | 1972-06-05 | 810 | 60.5 | 40.0753 | -74.8781 | CAIRNOX, CAIROS, CAIRSO2, TRNOX, TRNOXOS, TRSO2G1 | Combustion turbine | Diesel Oil |  |  | Electric Utility |  | 1.2001 | 5.761 | 9602 | 1.2 | 2.313 | 3854.4 | 1.1996 | 12.804 | 21340.3 | 1.2 | 10.456 | 17425.4 | 1.2 | 7.411 | 12351.8 | 0.7813 | 2.179 | 5501 | 0.773 | 0.679 | 1757.5 | 0.7757 | 5.399 | 13868.6 | 0.6302 | 3.3 | 10453 | 0.5401 | 1 | 3746.3 | 0.4 | None Reported | Water Injection | 0.5401 | 0.32406 | 1.7 |  |  | 1.7
NJ | Carlls Corner Energy Center | 2379 | 2001 | Cumberland | 1973-04-12 | 660 | 41.9 | 39.4547 | -75.2011 | CAIRNOX, CAIROS, CAIRSO2, TRNOX, TRNOXOS, TRSO2G1 | Combustion turbine | Pipeline Natural Gas | Diesel Oil | Water Injection | Electric Utility |  | 0.505 | 15.216 | 60261 | 0.234 | 17.055 | 145766.1 | 0.4519 | 48.547 | 204536.8 | 0.458 | 64.491 | 275449.7 | 0.1959 | 24.296 | 217964.4 | 0.1961 | 19.553 | 172316.8 | 1.075 | 15.695 | 28932.2 | 0.7569 | 28.746 | 75385.5 | 0.7285 | 43 | 117517.9 | 0.7385 | 47.1 | 126942.4 | 4.8 | Water Injection | Low Ozone Season Rate | 0.1959 | 0.1959 | 11.6 |  |  | 11.6
NJ | Carlls Corner Energy Center | 2379 | 3001 | Cumberland | 1973-04-30 | 660 | 41.9 | 39.4547 | -75.2011 | CAIRNOX, CAIROS, CAIRSO2, TRNOX, TRNOXOS, TRSO2G1 | Combustion turbine | Pipeline Natural Gas | Diesel Oil | Water Injection | Electric Utility |  | 0.7 | 23.139 | 66119.9 | 0.205 | 24.198 | 236071.6 | 0.4017 | 63.528 | 290994.7 | 0.3877 | 48.56 | 249143.1 | 0.2258 | 17.826 | 132725.1 | 0.2129 | 10.147 | 86098.4 | 1.2 | 2.43 | 4050.6 | 0.825 | 16.248 | 39187.5 | 0.7586 | 40 | 105176.3 | 0.756 | 30.8 | 81135.2 | 4.3 | Water Injection | Low Ozone Season Rate | 0.205 | 0.205 | 10.8 |  |  | 10.8
NJ | Carneys Point | 10566 | 1001 | Salem | 1994-03-01 | 1583 | 285 | 39.6928 | -75.4867 | NBP | Dry bottom wall-fired boiler | Coal | Diesel Oil, Residual Oil | Low NOx Burner Technology w/ Overfire Air<br>Selective Catalytic Reduction | Electric Utility | Electric Services | 0.1151 | 304.279 | 5228944.15 | 0.1292 | 351.866 | 5421904.125 | 0.143 | 347.416 | 5026069.875 | 0.1329 | 335.868 | 4991665.9 | 0.1357 | 367.46 | 5381535.025 | 0.1358 | 340.614 | 4986769.375 | 0.1218 | 139.285 | 2372050.75 | 0.1312 | 231.277 | 3548722.7 | 0.1449 | 147.1 | 2186282.8 | 0.1373 | 165.4 | 2416814.7 | 37.6 | SCR | Existing SCR | 0.1151 | 0.1151 | 116.8 |  |  | 116.8
NJ | Carneys Point | 10566 | 1002 | Salem | 1994-03-01 | 1583 | 285 | 39.6928 | -75.4867 | NBP | Dry bottom wall-fired boiler | Coal | Diesel Oil, Residual Oil | Low NOx Burner Technology w/ Overfire Air<br>Selective Catalytic Reduction | Electric Utility | Electric Services | 0.1189 | 269.947 | 4523292.175 | 0.136 | 341.448 | 5058930 | 0.139 | 338.299 | 4922104.75 | 0.1351 | 357.704 | 5237496.2 | 0.1345 | 355.975 | 5235546.2 | 0.1361 | 368.493 | 5389678.65 | 0.1187 | 173.096 | 2918940.1 | 0.2412 | 224.043 | 3495805.575 | 0.1143 | 144.9 | 2483263.6 | 0.1427 | 158.4 | 2226421.4 | 42.7 | SCR | Existing SCR | 0.1143 | 0.1143 | 144.9 |  |  | 144.9
NJ | Cedar Energy Station | 2380 | 2001 | Ocean | 1972-06-15 | 363 |  | 39.6893 | -74.2618 | CAIRNOX, CAIROS, CAIRSO2, TRNOX, TRNOXOS, TRSO2G1 | Combustion turbine | Diesel Oil |  | Water Injection | Electric Utility |  | 0.254 | 18.698 | 147301.9 | 0.729 | 43.654 | 127819.8 | 0.1843 | 7.316 | 78349.9 | 0.1795 | 0.909 | 10074.4 | 0.1813 | 0.553 | 5943.1 | 0.4169 | 2.317 | 8169.7 | 1.2 | 0.239 | 397.9 | 1.2 | 8.162 | 13604.5 | 1.2 | 6.8 | 11272.3 | 1.2 | 5.8 | 9717.5 | 0.8 | Water Injection | Low Ozone Season Rate | 0.1795 | 0.1795 | 1 |  |  | 1
NJ | Cedar Energy Station | 2380 | 3001 | Ocean | 1972-06-15 | 363 |  | 39.6893 | -74.2618 | CAIRNOX, CAIROS, CAIRSO2, TRNOX, TRNOXOS, TRSO2G1 | Combustion turbine | Diesel Oil |  | Water Injection | Electric Utility |  | 0.266 | 19.584 | 147301.9 | 0.7398 | 44.388 | 127819.8 | 0.212 | 8.318 | 78349.9 | 0.21 | 1.058 | 10074.4 | 0.2104 | 0.626 | 5943.1 | 0.3421 | 1.465 | 6614.9 | 1.2 | 0.239 | 397.9 | 1.2 | 8.162 | 13604.5 | 1.2 | 6.8 | 11272.3 | 1.2 | 5.8 | 9717.5 | 0.8 | Water Injection | Low Ozone Season Rate | 0.21 | 0.21 | 1.2 |  |  | 1.2
NJ | Cedar Energy Station | 2380 | 4001 | Ocean | 1972-06-15 | 363 |  | 39.6893 | -74.2618 | CAIRNOX, CAIROS, CAIRSO2, TRNOX, TRNOXOS, TRSO2G1 | Combustion turbine | Diesel Oil |  | Water Injection | Electric Utility |  | 0.292 | 5.464 | 37422.4 | 0.9922 | 71.824 | 146167.9 | 0.2143 | 9.019 | 83856.3 | 0.2388 | 1.058 | 8192 | 0.208 | 0.801 | 7571.8 | 0.5999 | 3.928 | 11470.2 | 1.2 | 0.237 | 394.6 | 1.2 | 7.229 | 12049.7 | 1.2 | 7.2 | 12049.7 | 1.2 | 7 | 11661 | 0.9 | Water Injection | Low Ozone Season Rate | 0.208 | 0.208 | 1.3 |  |  | 1.3
NJ | Cumberland Energy Center | 5083 | 4001 | Cumberland | 1990-05-31 | 1214 | 99.4 | 39.3757 | -74.9654 | CAIRNOX, CAIROS, CAIRSO2, TRNOX, TRNOXOS, TRSO2G1 | Combustion turbine | Pipeline Natural Gas | Diesel Oil | Water Injection | Electric Utility |  | 0.0947 | 7.463 | 173144.374 | 0.0678 | 7.36 | 231550.065 | 0.1464 | 14.085 | 192637.283 | 0.1316 | 12.137 | 181491.743 | 0.0799 | 13.008 | 339507.803 | 0.1213 | 22.73 | 384861.045 | 0.1167 | 0.622 | 13003.442 | 0.1655 | 18.682 | 236386.243 | 0.1265 | 17.9 | 288532.8 | 0.1424 | 19.4 | 290265.3 | 6.5 | Water Injection | Low Ozone Season Rate | 0.0678 | 0.0678 | 9.6 |  |  | 9.6
NJ | Cumberland Energy Center | 5083 | 5001 | Cumberland | 2009-05-07 | 1150 | 131.8 | 39.3757 | -74.9654 | ARP, CAIRNOX, CAIROS, CAIRSO2, TRNOX, TRNOXOS, TRSO2G1 | Combustion turbine | Pipeline Natural Gas | Diesel Oil | Water Injection<br>Selective Catalytic Reduction | Electric Utility | [22 empty] | 0.0131 | 1.755 | 337287.766 | 0.0133 | 1.3 | 270652.8 | 0.0167 | 0.3 | 69150.6 | 6.4 | Water Injection<br>Selective Catalytic Reduction | Existing SCR | 0.0131 | 0.0125 | 1.2 |  |  | 1.2
NJ | Deepwater | 2384 | 1 | Salem | 1958-12-01 | 835 | 81.6 | 39.6831 | -75.5083 | ARP, NBP | Cyclone boiler | Pipeline Natural Gas | Residual Oil |  | Electric Utility | Electric Services | 0.3721 | 21.539 | 109061.425 | 0.2392 | 4.468 | 33896.05 | 0.3508 | 103.635 | 551574.825 | 0.2788 | 15.956 | 99856.875 | 0.2406 | 11.301 | 73377.15 | 0.1786 | 4.199 | 31314.58 | 0.1959 | 2.916 | 22869.802 | 0.6004 | 42.588 | 135793.527 | 0.2496 | 33.1 | 228792.1 | 0.2182 | 45.7 | 356672.1 | 7.5 |  | New SNCR | 0.1786 | 0.10716 | 14.2 | Shutdown | Gas Combined Cycle Replacement | 1.1 | 32
NJ | Deepwater | 2384 | 4 | Salem | 1930-05-01 | 426 | 53 | 39.6831 | -75.5083 | ARP, NBP | Dry bottom wall-fired boiler | Residual Oil |  |  | Electric Utility | Electric Services | [26 empty] | 0 |  |  |  | 0 |  | Not Operating | 0 | 0 | 0 |  |  | 0
NJ | Deepwater | 2384 | 6 | Salem | 1954-12-01 | 314 | 73.5 | 39.6831 | -75.5083 | ARP, NBP | Dry bottom wall-fired boiler | Residual Oil |  |  | Electric Utility | Electric Services | [26 empty] | 0 |  |  |  | 0 |  | Not Operating | 0 | 0 | 0 |  |  | 0
NJ | Deepwater | 2384 | 8 | Salem | 1954-12-01 | 830 | 73.5 | 39.6831 | -75.5083 | ARP, NBP | Dry bottom wall-fired boiler | Coal | Residual Oil | Low NOx Burner Technology w/ Overfire Air | Electric Utility | Electric Services | 0.3845 | 400.803 | 2067417.125 | 0.3487 | 357.634 | 1975093.85 | 0.3804 | 428.145 | 2214566.3 | 0.3949 | 278.78 | 1378609.25 | 0.4056 | 417.592 | 2016670.425 | 0.3817 | 250.122 | 1236185.109 | 0.2891 | 44.015 | 247193.147 | 0.3157 | 178.351 | 1057831.202 | [6 empty] | 0 |  | New SNCR | 0.2891 | 0.17346 | 0 |  |  | 0
NJ | Deepwater | 2384 | 8 | Salem | 1954-12-01 | 830 | 73.5 | 39.6831 | -75.5083 | ARP, CAIRNOX, CAIROS, CAIRSO2, RGGI | Dry bottom wall-fired boiler | Pipeline Natural Gas | Residual Oil | Low NOx Burner Technology w/ Overfire Air | Electric Utility | Electric Services | [24 empty] | 0.2002 | 34.1 | 297750.4 | 0.1924 | 74.5 | 718211.1 | 9.8 |  | New SNCR | 0.1924 | 0.11544 | 19.6 |  |  | 19.6
NJ | Eagle Point Power Generation | 50561 | 1 | Gloucester | 1991-05-01 | 1675 | 90 | 39.8746 | -75.1592 | ARP, CAIRNOX, CAIROS, CAIRSO2, TRNOX, TRNOXOS, TRSO2G1 | Combined cycle | Pipeline Natural Gas | Diesel Oil | Dry Low NOx Burners<br>Water Injection | Electric Utility |  |  |  |  | 0.0418 | 5.942 | 331080.725 | 0.0404 | 16.904 | 1051051.3 | 0.0309 | 7.926 | 614186.9 | 0.0344 | 10.937 | 749357.15 | 0.0342 | 15.533 | 1017728.875 | 0.0253 | 5.066 | 423740.288 | 0.0475 | 0.934 | 49514.329 | 0.0395 | 11 | 697482.9 | 0.0476 | 10.2 | 548038.6 | 11.3 | Dry Low NOx Burners<br>Water Injection | Low Ozone Season Rate | 0.0253 | 0.0253 | 7 |  |  | 7
NJ | Eagle Point Power Generation | 50561 | 2 | Gloucester | 1991-05-01 | 1576 | 90 | 39.8746 | -75.1592 | ARP, CAIRNOX, CAIROS, CAIRSO2, TRNOX, TRNOXOS, TRSO2G1 | Combined cycle | Pipeline Natural Gas | Diesel Oil | Dry Low NOx Burners<br>Water Injection | Electric Utility |  |  |  |  | 0.0296 | 17.071 | 1174308.4 | 0.0442 | 12.201 | 665217.45 | 0.0342 | 8.969 | 660177.175 | 0.0314 | 15.937 | 1114890.7 | 0.0326 | 9.43 | 657735.225 | 0.0251 | 19.518 | 1582036.165 | 0.0312 | 15.44 | 1130217.351 | 0.0408 | 2.9 | 192203.3 | 0.0374 | 3.4 | 243945.9 | 3.3 | Dry Low NOx Burners<br>Water Injection | Low Ozone Season Rate | 0.0251 | 0.0251 | 1.8 |  |  | 1.8
NJ | Edison | 2400 | 1001 | Middlesex | 1971-05-06 | 810 | 41.8 | 40.4911 | -74.3958 | CAIRNOX, CAIROS, CAIRSO2, TRNOX, TRNOXOS, TRSO2G1 | Combustion turbine | Pipeline Natural Gas | Diesel Oil | Water Injection | Electric Utility |  | 0.26 | 3.158 | 24289.4 | 0.288 | 29.004 | 202703.5 | 0.26 | 19.757 | 151973.9 | 0.26 | 28.71 | 220862.4 | 0.2838 | 30.133 | 210999.6 | 0.2651 | 19.893 | 150047.1 | 0.2651 | 3.609 | 27240.1 | 0.21 | 13.347 | 127119.8 | 0.3632 | 11.4 | 64726.6 | 0.42 | 7.4 | 35280.1 | 2.2 | Water Injection | Low Ozone Season Rate | 0.21 | 0.21 | 6.6 |  |  | 6.6
NJ | Edison | 2400 | 3001 | Middlesex | 1971-05-06 | 810 | 41.8 | 40.4911 | -74.3958 | CAIRNOX, CAIROS, CAIRSO2, TRNOX, TRNOXOS, TRSO2G1 | Combustion turbine | Pipeline Natural Gas | Diesel Oil | Water Injection | Electric Utility |  | 0.26 | 4.363 | 33559.2 | 0.2856 | 24.666 | 172832.6 | 0.2599 | 16.748 | 128826.4 | 0.2599 | 14.455 | 111207.7 | 0.2666 | 22.218 | 167281 | 0.2652 | 14.41 | 108664.5 | 0.265 | 3.638 | 27451.4 | 0.21 | 13.276 | 126462.6 | 0.3496 | 11 | 63428.7 | 0.42 | 6.3 | 30222.6 | 2.1 | Water Injection | Low Ozone Season Rate | 0.21 | 0.21 | 6.6 |  |  | 6.6
NJ | Edison | 2400 | 5001 | Middlesex | 1971-05-06 | 810 | 41.8 | 40.4911 | -74.3958 | CAIRNOX, CAIROS, CAIRSO2, TRNOX, TRNOXOS, TRSO2G1 | Combustion turbine | Pipeline Natural Gas | Diesel Oil | Water Injection | Electric Utility |  | 0.26 | 8.402 | 64626.7 | 0.2835 | 29.477 | 208636.6 | 0.2697 | 14.071 | 105920.4 | 0.2599 | 17.476 | 134444.8 | 0.2775 | 27.133 | 193647.3 | 0.265 | 11.361 | 85749.1 | 0.265 | 2.29 | 17282.1 | 0.21 | 9.05 | 86209.6 | 0.3651 | 8.4 | 46008.8 | 0.42 | 7.1 | 33797.7 | 1.5 | Water Injection | Low Ozone Season Rate | 0.21 | 0.21 | 4.9 |  |  | 4.9
NJ | Edison | 2400 | 7001 | Middlesex | 1971-05-06 | 810 | 41.8 | 40.4911 | -74.3958 | CAIRNOX, CAIROS, CAIRSO2, TRNOX, TRNOXOS, TRSO2G1 | Combustion turbine | Pipeline Natural Gas | Diesel Oil | Water Injection | Electric Utility |  | 0.26 | 7.688 | 59131.6 | 0.2825 | 27.898 | 197245 | 0.2607 | 11.558 | 88799.8 | 0.26 | 18.122 | 139412.9 | 0.265 | 24.024 | 181311.1 | 0.265 | 9.874 | 74522.5 | 0.2651 | 1.631 | 12313.4 | 0.21 | 8.296 | 79017.9 | 0.3603 | 8.7 | 49410 | 0.42 | 7.8 | 37249.2 | 1.7 | Water Injection | Low Ozone Season Rate | 0.21 | 0.21 | 5 |  |  | 5
NJ | Edison | 2400 | 9001 | Middlesex | 1971-06-23 | 810 | 41.8 | 40.4911 | -74.3958 | CAIRNOX, CAIROS, CAIRSO2, TRNOX, TRNOXOS, TRSO2G1 | Combustion turbine | Pipeline Natural Gas | Diesel Oil | Water Injection | Electric Utility |  | 0.2601 | 0.947 | 7286.6 | 0.2769 | 8.214 | 59495.3 | 0.2746 | 4.405 | 32044.3 | 0.2599 | 6.199 | 47688.1 | 0.2676 | 9.29 | 69928.4 | 0.265 | 11.603 | 87570 | 0.2651 | 2.529 | 19083.6 | 0.2101 | 13.331 | 126972.5 | 0.354 | 12.7 | 72476.1 | 0.42 | 7.4 | 35472.3 | 2.4 | Water Injection | Low Ozone Season Rate | 0.2101 | 0.2101 | 7.5 |  |  | 7.5
NJ | Edison | 2400 | 11001 | Middlesex | 1971-06-23 | 810 | 41.8 | 40.4911 | -74.3958 | TRNOXOS, TRSO2G1, CAIRNOX, CAIROS, CAIRSO2, TRNOX | Combustion turbine | Pipeline Natural Gas | Diesel Oil | Water Injection | Electric Utility |  | 0.2601 | 0.743 | 5716.9 | 0.277 | 8.289 | 60021.9 | 0.26 | 4.094 | 31493.8 | 0.2599 | 3.939 | 30312.7 | 0.2678 | 13.052 | 98278.5 | 0.265 | 11.79 | 88979.3 | 0.265 | 3.972 | 29974.9 | 0.2101 | 14.387 | 136928.5 | 0.3531 | 12.2 | 69730.6 | 0.42 | 7.3 | 34816.2 | 2.3 | Water Injection | Low Ozone Season Rate | 0.2101 | 0.2101 | 7.3 |  |  | 7.3
NJ | Edison | 2400 | 13001 | Middlesex | 1971-06-23 | 810 | 41.8 | 40.4911 | -74.3958 | CAIRNOX, CAIROS, CAIRSO2, TRNOX, TRNOXOS, TRSO2G1 | Combustion turbine | Pipeline Natural Gas | Diesel Oil | Water Injection | Electric Utility |  | 0.2601 | 1.479 | 11377.8 | 0.272 | 8.171 | 60976.7 | 0.26 | 4.637 | 35667.1 | 0.26 | 2.877 | 22132.9 | 0.265 | 5.79 | 43700.3 | 0.265 | 6.727 | 50769.4 | 0.2651 | 3.093 | 23342.1 | 0.2102 | 11.994 | 114140.6 | 0.3784 | 10.5 | 56735.3 | 0.42 | 8.5 | 40466 | 1.9 | Water Injection | Low Ozone Season Rate | 0.2102 | 0.2102 | 5.9 |  |  | 5.9
NJ | Edison | 2400 | 15001 | Middlesex | 1971-06-23 | 810 | 41.8 | 40.4911 | -74.3958 | CAIRNOX, CAIROS, CAIRSO2, TRNOX, TRNOXOS, TRSO2G1 | Combustion turbine | Pipeline Natural Gas | Diesel Oil | Water Injection | Electric Utility |  | 0.26 | 1.569 | 12069.4 | 0.2693 | 7.963 | 59379.9 | 0.26 | 3.92 | 30151.4 | 0.26 | 4.271 | 32854.5 | 0.2658 | 8.741 | 65944.4 | 0.265 | 5.129 | 38712 | 0.265 | 1.741 | 13139.2 | 0.21 | 9.702 | 92407.2 | 0.3703 | 10.3 | 55949.1 | 0.42 | 8.1 | 38463.7 | 1.9 | Water Injection | Low Ozone Season Rate | 0.21 | 0.21 | 5.8 |  |  | 5.8
NJ | Edison | 2400 | 17001 | Middlesex | 1971-06-30 | 810 | 41.8 | 40.4911 | -74.3958 | CAIRNOX, CAIROS, CAIRSO2, TRNOX, TRNOXOS, TRSO2G1 | Combustion turbine | Pipeline Natural Gas | Diesel Oil | Water Injection | Electric Utility |  | 0.26 | 2.199 | 16910.9 | 0.3847 | 20.331 | 104470.5 | 0.26 | 9.066 | 69734.5 | 0.2599 | 8.247 | 63455.4 | 0.265 | 11.362 | 85752.2 | 0.2651 | 13.344 | 100634.2 | 0.265 | 2.352 | 17748.3 | 0.21 | 10.692 | 101835 | 0.3559 | 12 | 68463.8 | 0.42 | 7.1 | 33584 | 2.3 | Water Injection | Low Ozone Season Rate | 0.21 | 0.21 | 7.1 |  |  | 7.1
NJ | Edison | 2400 | 19001 | Middlesex | 1971-06-30 | 810 | 41.8 | 40.4911 | -74.3958 | CAIRNOX, CAIROS, CAIRSO2, TRNOX, TRNOXOS, TRSO2G1 | Combustion turbine | Pipeline Natural Gas | Diesel Oil | Water Injection | Electric Utility |  | 0.26 | 3.468 | 26677.2 | 0.2618 | 13.999 | 107066 | 0.26 | 9.019 | 69371.4 | 0.26 | 12.008 | 92374.9 | 0.294 | 21.369 | 146635.7 | 0.265 | 10.208 | 77042.8 | 0.2651 | 2.992 | 22580.3 | 0.21 | 10.548 | 100476.2 | 0.3547 | 13 | 73522.4 | 0.42 | 7.3 | 34675.5 | 2.5 | Water Injection | Low Ozone Season Rate | 0.21 | 0.21 | 7.7 |  |  | 7.7
NJ | Edison | 2400 | 21001 | Middlesex | 1971-06-30 | 810 | 41.8 | 40.4911 | -74.3958 | CAIRNOX, CAIROS, CAIRSO2, TRNOX, TRNOXOS, TRSO2G1 | Combustion turbine | Pipeline Natural Gas | Diesel Oil | Water Injection | Electric Utility |  | 0.26 | 3.382 | 26012.2 | 0.264 | 13.021 | 98989.8 | 0.2631 | 9.542 | 73223.9 | 0.2599 | 8.011 | 61636.3 | 0.2667 | 13.003 | 97969.6 | 0.265 | 9.172 | 69226.3 | 0.2651 | 3.066 | 23134.6 | 0.21 | 11.623 | 110706.1 | 0.3759 | 11.8 | 63396.3 | 0.42 | 7.5 | 35597 | 2.1 | Water Injection | Low Ozone Season Rate | 0.21 | 0.21 | 6.6 |  |  | 6.6
NJ | Edison | 2400 | 23001 | Middlesex | 1971-06-30 | 810 | 41.8 | 40.4911 | -74.3958 | CAIRNOX, CAIROS, CAIRSO2, TRNOX, TRNOXOS, TRSO2G1 | Combustion turbine | Pipeline Natural Gas | Diesel Oil | Water Injection | Electric Utility |  | 0.26 | 4.016 | 30889 | 0.2633 | 12.396 | 94191.3 | 0.2841 | 10.92 | 77220.2 | 0.2599 | 8.119 | 62472.7 | 0.3859 | 24.638 | 131116 | 0.265 | 10.39 | 78421.3 | 0.2652 | 2.321 | 17518.5 | 0.2102 | 11.381 | 108299.3 | 0.3506 | 8.3 | 48731.3 | 0.42 | 5.5 | 26076.9 | 1.6 | Water Injection | Low Ozone Season Rate | 0.2102 | 0.2102 | 5 |  |  | 5
NJ | Essential Power Ocean Peaking Power, LLC | 55938 | OPP3 | Ocean | 2003-01-08 | 1959 | 191.5 | 40.0606 | -74.1672 | ARP, CAIRNOX, CAIROS, CAIRSO2, TRNOX, TRNOXOS, TRSO2G1 | Combustion turbine | Pipeline Natural Gas |  | Dry Low NOx Burners | Electric Utility |  | 0.0445 | 4.543 | 267523.712 | 0.0374 | 10.641 | 725371.915 | 0.038 | 7.237 | 500310.565 | 0.0437 | 4.779 | 282713.468 | 0.0399 | 9.067 | 571651.615 | 0.0442 | 9.175 | 555278.957 | 0.0416 | 3.744 | 224897.843 | 0.0387 | 16.795 | 1087622.485 | 0.039 | 14 | 858840 | 0.0404 | 20.1 | 1221538.5 | 11.9 | Dry Low NOx Burners | Low Ozone Season Rate | 0.0374 | 0.0374 | 13.4 |  |  | 13.4
NJ | Essential Power Ocean Peaking Power, LLC | 55938 | OPP4 | Ocean | 2003-03-27 | 1959 | 191.5 | 40.0606 | -74.1672 | ARP, CAIRNOX, CAIROS, CAIRSO2, TRNOX, TRNOXOS, TRSO2G1 | Combustion turbine | Pipeline Natural Gas |  | Dry Low NOx Burners | Electric Utility |  | 0.0587 | 3.639 | 150122.703 | 0.0383 | 11.942 | 781501.868 | 0.0406 | 10.8 | 694483.692 | 0.0398 | 5.096 | 323480.072 | 0.0406 | 9.03 | 576556.375 | 0.0419 | 8.46 | 533594.547 | 0.044 | 3.611 | 213666.018 | 0.0406 | 13.897 | 888193.4 | 0.0413 | 14.4 | 863674.1 | 0.041 | 20.3 | 1214308.7 | 12 | Dry Low NOx Burners | Low Ozone Season Rate | 0.0383 | 0.0383 | 13.4 |  |  | 13.4
NJ | Essex | 2401 | 2001 | Essex | 1971-06-28 | 810 | 93.6 | 40.7375 | -74.1211 | CAIRNOX, CAIROS, CAIRSO2, TRNOX, TRNOXOS, TRSO2G1 | Combustion turbine | Pipeline Natural Gas | Diesel Oil |  | Electric Utility |  | 0.4347 | 6.355 | 29552.9 | 0.415 | 11.34 | 54651.9 | 0.4173 | 25.876 | 124599.5 | 0.415 | 32.708 | 157630 | 0.4415 | 47.275 | 219255.4 | 0.3861 | 29.032 | 150385.8 | 0.6999 | 16.076 | 45930.4 | 0.459 | 39.464 | 171960.8 | 0.459 | 24.8 | 108146.1 | 0.4589 | 14.9 | 65141.2 | 3.6 | None Reported | Water Injection | 0.3861 | 0.23166 | 12.5 |  |  | 12.5
NJ | Essex | 2401 | 4001 | Essex | 1971-06-28 | 810 | 41.8 | 40.7375 | -74.1211 | CAIRNOX, CAIROS, CAIRSO2, TRNOX, TRNOXOS, TRSO2G1 | Combustion turbine | Pipeline Natural Gas | Diesel Oil |  | Electric Utility |  | 0.4233 | 8.318 | 38682.4 | 0.415 | 12.338 | 59458.8 | 0.4173 | 24.282 | 116920.5 | 0.415 | 34.421 | 165885.5 | 0.415 | 48.043 | 231517.1 | 0.3861 | 28.44 | 147281.2 | 0.6999 | 15.199 | 43427.7 | 0.459 | 36.486 | 158986.2 | 0.459 | 20.9 | 91266.5 | 0.4589 | 11.8 | 51465.1 | 3.1 | None Reported | Water Injection | 0.3861 | 0.23166 | 10.6 |  |  | 10.6
NJ | Essex | 2401 | 10001 | Essex | 1971-06-28 | 810 | 41.8 | 40.7375 | -74.1211 | CAIRNOX, CAIROS, CAIRSO2, TRNOX, TRNOXOS, TRSO2G1 | Combustion turbine | Pipeline Natural Gas | Diesel Oil |  | Electric Utility |  | 0.4244 | 6.809 | 31412.2 | 0.415 | 13.025 | 62775.1 | 0.4173 | 25.78 | 124136.1 | 0.415 | 28.874 | 139151 | 0.415 | 48.619 | 234298.5 | 0.386 | 30.048 | 155697.7 | 0.7745 | 19.844 | 52439.7 | 0.4591 | 35.229 | 153409 | 0.459 | 18.4 | 80287.4 | 0.4589 | 11.6 | 50409.7 | 2.7 | None Reported | Water Injection | 0.386 | 0.2316 | 9.3 |  |  | 9.3
NJ | Essex | 2401 | 12001 | Essex | 1971-06-28 | 810 | 41.8 | 40.7375 | -74.1211 | CAIRNOX, CAIROS, CAIRSO2, TRNOX, TRNOXOS, TRSO2G1 | Combustion turbine | Pipeline Natural Gas | Diesel Oil |  | Electric Utility |  | 0.4235 | 7.985 | 37220.1 | 0.415 | 13.197 | 63598.1 | 0.4173 | 21.704 | 104511.9 | 0.415 | 34.844 | 167923.6 | 0.415 | 43.513 | 209693.3 | 0.386 | 31.52 | 163322.3 | 0.6999 | 13.952 | 39864 | 0.459 | 35.157 | 153190.5 | 0.459 | 20.8 | 90568.5 | 0.459 | 10.1 | 43985.2 | 3 | None Reported | Water Injection | 0.386 | 0.2316 | 10.5 |  |  | 10.5
NJ | Essex | 2401 | 14001 | Essex | 1971-12-23 | 844 | 41.8 | 40.7375 | -74.1211 | CAIRNOX, CAIROS, CAIRSO2, TRNOX, TRNOXOS, TRSO2G1 | Combustion turbine | Pipeline Natural Gas | Diesel Oil |  | Electric Utility |  | 0.4451 | 15.294 | 68734.3 | 0.6437 | 18.256 | 56566.3 | 0.445 | 48.259 | 216879.3 | 0.4451 | 34.727 | 156066.8 | 0.4498 | 32.203 | 147953.5 | 0.4401 | 30.604 | 139113 | 0.4399 | 9.554 | 43428 | 0.44 | 32.865 | 149387.3 | 0.6012 | 26.6 | 89213.6 | 0.7 | 18.1 | 51640.7 | 2.9 | None Reported | Water Injection | 0.4399 | 0.26394 | 11.7 |  |  | 11.7
NJ | Essex | 2401 | 16001 | Essex | 1971-12-23 | 844 | 41.8 | 40.7375 | -74.1211 | CAIRNOX, CAIROS, CAIRSO2, TRNOX, TRNOXOS, TRSO2G1 | Combustion turbine | Pipeline Natural Gas | Diesel Oil |  | Electric Utility |  | 0.4451 | 5.64 | 25345.5 | 0.4453 | 23.756 | 106686.9 | 0.4465 | 43.135 | 193763.8 | 0.4451 | 33.479 | 150458.8 | 0.43 | 24.868 | 115665 | 0.4401 | 27.887 | 126760.1 | 0.44 | 9.99 | 45410.9 | 0.4402 | 32.704 | 148564.1 | 0.5979 | 26.7 | 90009.5 | 0.7 | 16.6 | 47435.9 | 2.9 | None Reported | Water Injection | 0.43 | 0.258 | 11.5 |  |  | 11.5
NJ | Essex | 2401 | 18001 | Essex | 1971-12-23 | 844 | 41.8 | 40.7375 | -74.1211 | CAIRNOX, CAIROS, CAIRSO2, TRNOX, TRNOXOS, TRSO2G1 | Combustion turbine | Pipeline Natural Gas | Diesel Oil |  | Electric Utility |  | 0.4451 | 13.788 | 61967.9 | 0.4453 | 23.028 | 103415.9 | 0.4465 | 46.094 | 206931.6 | 0.445 | 34.45 | 154822.6 | 0.43 | 27.331 | 127127.1 | 0.4401 | 24.859 | 112995.3 | 0.4399 | 9.141 | 41552.1 | 0.4404 | 29.127 | 132209.5 | 0.6028 | 27.8 | 92239.5 | 0.7 | 15.9 | 45302.3 | 3 | None Reported | Water Injection | 0.43 | 0.258 | 11.9 |  |  | 11.9
NJ | Essex | 2401 | 20001 | Essex | 1971-12-23 | 844 | 41.8 | 40.7375 | -74.1211 | CAIRNOX, CAIROS, CAIRSO2, TRNOX, TRNOXOS, TRSO2G1 | Combustion turbine | Pipeline Natural Gas | Diesel Oil |  | Electric Utility |  | 0.445 | 13.852 | 62256.1 | 0.5016 | 33.221 | 130728.6 | 0.4464 | 47.636 | 214057 | 0.4451 | 28.672 | 128855.7 |  |  |  | 0.44 | 29.498 | 134083 | 0.4399 | 10.01 | 45504.9 | 0.4402 | 29.486 | 133928.3 | 0.5914 | 20.2 | 67706.2 | 0.6999 | 15.3 | 43779 | 2.2 | None Reported | Water Injection | 0.4399 | 0.26394 | 9 |  |  | 9
NJ | Essex | 2401 | 22001 | Essex | 1971-06-08 | 844 | 41.8 | 40.7375 | -74.1211 | CAIRNOX, CAIROS, CAIRSO2, TRNOX, TRNOXOS, TRSO2G1 | Combustion turbine | Pipeline Natural Gas | Diesel Oil |  | Electric Utility |  | 0.445 | 14.928 | 67092.4 | 0.4451 | 25.258 | 113518.3 | 0.4665 | 49.255 | 216442.4 | 0.4451 | 38.787 | 174316.5 | 0.4301 | 42.897 | 199511 | 0.4402 | 32.152 | 146042.1 | 0.4399 | 6.037 | 27439.8 | 0.44 | 25.876 | 117620.5 | 0.598 | 19.7 | 66140.9 | 0.7 | 16 | 45800.6 | 2.1 | None Reported | Water Injection | 0.4301 | 0.25806 | 8.5 |  |  | 8.5
NJ | Essex | 2401 | 24001 | Essex | 1971-06-08 | 844 | 41.8 | 40.7375 | -74.1211 | CAIRNOX, CAIROS, CAIRSO2, TRNOX, TRNOXOS, TRSO2G1 | Combustion turbine | Pipeline Natural Gas | Diesel Oil |  | Electric Utility |  | 0.445 | 8.07 | 36268.8 | 0.4451 | 21.038 | 94549.1 | 0.4449 | 26.569 | 119405.3 | 0.4451 | 35.512 | 159597.2 | 0.4354 | 42.246 | 194128.9 | 0.44 | 21.084 | 95837.7 | 0.44 | 6.074 | 27607.1 | 0.4402 | 26.08 | 118434.4 | 0.6 | 18.2 | 61021.2 | 0.7 | 15 | 42972.4 | 2 | None Reported | Water Injection | 0.4354 | 0.26124 | 7.9 |  |  | 7.9
NJ | Essex | 2401 | 26001 | Essex | 1971-06-08 | 844 | 41.8 | 40.7375 | -74.1211 | CAIRNOX, CAIROS, CAIRSO2, TRNOX, TRNOXOS, TRSO2G1 | Combustion turbine | Pipeline Natural Gas | Diesel Oil |  | Electric Utility |  | 0.445 | 14.274 | 64152.9 | 0.445 | 21.39 | 96134.4 | 0.4537 | 44.626 | 199128.2 | 0.4451 | 16.526 | 74268.3 | 0.4308 | 40.067 | 185878.9 | 0.44 | 29.858 | 135720.2 | 0.44 | 6.201 | 28185.8 | 0.44 | 24.48 | 111272 | 0.598 | 19 | 61887.5 | 0.7 | 17.2 | 49047.7 | 2 | None Reported | Water Injection | 0.4308 | 0.25848 | 8.2 |  |  | 8.2
NJ | Essex | 2401 | 28001 | Essex | 1971-06-08 | 844 | 41.8 | 40.7375 | -74.1211 | CAIRNOX, CAIROS, CAIRSO2, TRNOX, TRNOXOS, TRSO2G1 | Combustion turbine | Pipeline Natural Gas | Diesel Oil |  | Electric Utility |  | 0.4451 | 12.899 | 57971.3 | 0.4451 | 23.728 | 106641.5 | 0.4538 | 44.7 | 198668.1 | 0.4607 | 39.012 | 168032.1 | 0.43 | 42.104 | 195831.2 | 0.44 | 32.707 | 148674.2 | 0.44 | 6.412 | 29149.2 | 0.4402 | 23.734 | 107781.2 | 0.6064 | 16 | 52895.6 | 0.7 | 21.8 | 62416.5 | 1.7 | None Reported | Water Injection | 0.43 | 0.258 | 6.8 |  |  | 6.8
NJ | Essex | 2401 | 35001 | Essex | 1990-07-01 | 1221 | 41.8 | 40.7375 | -74.1211 | CAIRNOX, CAIROS, CAIRSO2, TRNOX, TRNOXOS, TRSO2G1 | Combustion turbine | Pipeline Natural Gas | Diesel Oil | Water Injection<br>Other | Electric Utility |  | 0.0775 | 8.468 | 224681.2 | 0.0707 | 15.065 | 432480.707 | 0.0711 | 14.572 | 427890.99 | 0.0735 | 10.692 | 295743.044 | 0.0766 | 13.477 | 354830.909 | 0.0743 | 8.644 | 241550.495 | 0.0769 | 3.399 | 90192.034 | 0.0747 | 8.26 | 225843.262 | 0.0685 | 5.4 | 159193.7 | 0.0781 | 4.5 | 119341.8 | 3.6 | Water Injection<br>Other | Low Ozone Season Rate | 0.0685 | 0.0685 | 5.4 |  |  | 5.4
NJ | Forked River | 7138 | 2001 | Ocean | 1989-01-01 | 500 | 38.4 | 39.8154 | -74.2098 | CAIRNOX, CAIROS, CAIRSO2, TRNOX, TRNOXOS, TRSO2G1 | Combustion turbine | Diesel Oil | Pipeline Natural Gas | Water Injection | Electric Utility |  | 0.1666 | 9.511 | 114369.2 | 0.15 | 13.323 | 177596.8 | 0.1495 | 15.722 | 210448 | 0.132 | 6.853 | 103834.9 | 0.1338 | 3.747 | 56015 | 0.1356 | 4.302 | 63247.8 | 0.1337 | 0.552 | 8355.5 | 0.1975 | 3.757 | 57891.5 | 0.2497 | 2.1 | 24603.5 | 0.2917 | 0.9 | 12468.5 | 1.3 | Water Injection | Low Ozone Season Rate | 0.132 | 0.132 | 1.1 |  |  | 1.1
NJ | Forked River | 7138 | 3001 | Ocean | 1989-01-01 | 500 | 38.4 | 39.8154 | -74.2098 | CAIRNOX, CAIROS, CAIRSO2, TRNOX, TRNOXOS, TRSO2G1 | Combustion turbine | Diesel Oil | Pipeline Natural Gas | Dry Low NOx Burners<br>Water Injection | Electric Utility |  | 0.1499 | 8.724 | 116323.2 | 0.1499 | 12.241 | 163152.8 | 0.0687 | 6.411 | 185390.7 | 0.0402 | 2.017 | 100327.6 | 0.0447 | 1.108 | 47182.7 | 0.04 | 0.975 | 48720.7 | 0.0456 | 0.11 | 5147.5 | 0.2687 | 4.159 | 49206.8 | 0.3373 | 2.2 | 21653.2 | 0.2885 | 1 | 10308.8 | 1.2 | Dry Low NOx Burners<br>Water Injection | Low Ozone Season Rate | 0.04 | 0.04 | 0.3 |  |  | 0.3
NJ | Gilbert Generating Station | 2393 | 4 | Hunterdon | 1974-01-08 | 915 | 54 | 40.5661 | -75.165 | ARP, CAIRNOX, CAIROS, CAIRSO2, TRNOX, TRNOXOS, TRSO2G1 | Combined cycle | Pipeline Natural Gas | Diesel Oil | Water Injection | Electric Utility |  | 0.1369 | 10.369 | 148648.884 | 0.1445 | 2.129 | 28909.45 | 0.1396 | 23.785 | 335720.381 | 0.1318 | 8.877 | 132964.541 | 0.1221 | 4.18 | 65910.314 | 0.1209 | 5.425 | 86246.489 | 0.1333 | 0.95 | 13949.194 | 0.1296 | 2.44 | 36962.541 | 0.1302 | 5.7 | 84517.7 | 0.1296 | 8.2 | 124319.8 | 2.5 | Water Injection | Low Ozone Season Rate | 0.1209 | 0.1209 | 5.3 |  |  | 5.3
NJ | Gilbert Generating Station | 2393 | 5 | Hunterdon | 1974-04-22 | 911 | 54 | 40.5661 | -75.165 | ARP, CAIRNOX, CAIROS, CAIRSO2, TRNOX, TRNOXOS, TRSO2G1 | Combined cycle | Pipeline Natural Gas | Diesel Oil | Water Injection | Electric Utility |  | 0.1359 | 10.582 | 152329.567 | 0.1396 | 2.572 | 35959.33 | 0.1356 | 22.206 | 319378.804 | 0.1328 | 7.666 | 115180.993 | 0.1246 | 4.08 | 63185.704 | 0.1335 | 5.208 | 76188.587 | 0.1223 | 0.671 | 10458.263 | 0.1247 | 2.296 | 35899.052 | 0.1228 | 5.5 | 85226.2 | 0.1288 | 11.4 | 174398.3 | 2.5 | Water Injection | Low Ozone Season Rate | 0.1223 | 0.1223 | 5.5 |  |  | 5.5
NJ | Gilbert Generating Station | 2393 | 6 | Hunterdon | 1974-04-22 | 928 | 54 | 40.5661 | -75.165 | ARP, CAIRNOX, CAIROS, CAIRSO2, TRNOX, TRNOXOS, TRSO2G1 | Combined cycle | Pipeline Natural Gas | Diesel Oil | Water Injection | Electric Utility |  | 0.1373 | 10.253 | 147228.222 | 0.1479 | 2.376 | 31597.653 | 0.1415 | 23.34 | 321401.5 | 0.1334 | 8.325 | 122507.446 | 0.1291 | 3.237 | 47871.386 | 0.1274 | 5.152 | 78111.164 | 0.1391 | 0.602 | 8425.423 | 0.1294 | 2.429 | 36856.519 | 0.1243 | 5.5 | 85686.3 | 0.1275 | 10.9 | 167760.8 | 2.5 | Water Injection | Low Ozone Season Rate | 0.1243 | 0.1243 | 5.5 |  |  | 5.5
NJ | Gilbert Generating Station | 2393 | 7 | Hunterdon | 1974-05-23 | 997 | 54 | 40.5661 | -75.165 | ARP, CAIRNOX, CAIROS, CAIRSO2, TRNOX, TRNOXOS, TRSO2G1 | Combined cycle | Pipeline Natural Gas | Diesel Oil | Water Injection | Electric Utility |  | 0.1371 | 10.519 | 151905.661 | 0.144 | 3.348 | 45702.613 | 0.1341 | 21.276 | 311791.71 | 0.117 | 7.262 | 122578.718 | 0.1306 | 3.893 | 58713.38 | 0.122 | 4.674 | 73679.778 | 0.1225 | 0.611 | 9417.741 | 0.1266 | 1.348 | 19733.503 | 0.1205 | 4.9 | 79002.7 | 0.1227 | 7.2 | 115443.6 | 2.2 | Water Injection | Low Ozone Season Rate | 0.117 | 0.117 | 4.8 |  |  | 4.8
NJ | Gilbert Generating Station | 2393 | 9 | Hunterdon | 1996-03-19 | 1795 | 161 | 40.5661 | -75.165 | ARP, CAIRNOX, CAIROS, CAIRSO2, TRNOX, TRNOXOS, TRSO2G1 | Combustion turbine | Pipeline Natural Gas | Diesel Oil | Dry Low NOx Burners<br>Water Injection | Electric Utility |  | 0.1431 | 7.848 | 158556.541 | 0.114 | 3.599 | 69719.917 | 0.1813 | 11.913 | 179135.815 | 0.1929 | 6.389 | 105290.843 | 0.1364 | 3.692 | 70701.385 | 0.1252 | 2.711 | 50370.212 | 0.1119 | 0.441 | 9671.776 | 0.1274 | 2.24 | 40001.29 | 0.1141 | 0.5 | 8865.2 | 0.1343 | 0.8 | 14986.7 | 0.1 | Dry Low NOx Burners<br>Water Injection | Low Ozone Season Rate | 0.1119 | 0.1119 | 0.5 |  |  | 0.5
NJ | Howard M Down | 2434 | 6001 | Cumberland | 1969-12-01 | 357 | 25 | 39.4889 | -75.0347 | RGGI, SIPNOX | Dry bottom wall-fired boiler | Residual Oil | Diesel Oil | Low NOx Burner Technology w/ Overfire Air | Electric Utility | [25 empty] | 0.2261 | 4.9 | 43957.1 | 0.1886 | 2.5 | 21640.2 | 3.4 |  | New SNCR | 0.1886 | 0.11316 | 2.5 | Shutdown | Gas Combined Cycle Replacement | 0.2 | 4.7
NJ | Howard M Down | 2434 | 6001 | Cumberland | 1969-12-01 | 357 | 25 | 39.4889 | -75.0347 | NBP | Dry bottom wall-fired boiler | Coal | Diesel Oil, Residual Oil | Low NOx Burner Technology w/ Overfire Air | Electric Utility |  | 0.4097 | 96.872 | 451498.353 | 0.403 | 149.184 | 700821.836 | 0.4331 | 144.45 | 645730.811 | 0.52 | 117.463 | 431356.571 | 0.3817 | 77.236 | 380995.864 | 0.3593 | 49.757 | 257422.618 | 0.3739 | 18.273 | 92066.05 | 0.4381 | 15.417 | 62163.005 | [6 empty] | 0 |  | New SNCR | 0.3593 | 0.21558 | 0 | Shutdown | Gas Combined Cycle Replacement/No operation 2011 | 0 | 0
NJ | Howard M Down | 2434 | U11 | Cumberland | 2012-04-05 | 590 | 68.2 | 39.4889 | -75.0347 | ARP, CAIRNOX, CAIROS, CAIRSO2, TRNOX, TRNOXOS, TRSO2G1 | Combustion turbine (Started Mar 26, 2012) | Natural Gas | Diesel Oil | Water Injection<br>Selective Catalytic Reduction | Electric Utility | [28 empty] | 0.0202 | 1.3 | 231125.2 | 0 | Water Injection<br>Selective Catalytic Reduction | Existing SCR | 0.0202 | 0.0202 | 0 |  |  | 0
NJ | Hudson Generating Station | 2403 | 1 | Hudson | 1964-12-10 | 4558 | 454.7 | 40.7478 | -74.0719 | ARP, NBP | Cyclone boiler | Pipeline Natural Gas | Residual Oil | Water Injection | Electric Utility | Electric Services | 0.3063 | 88.794 | 564832.453 | 0.2602 | 160.833 | 1157728.488 | 0.2227 | 189.118 | 1671258.034 | 0.2017 | 54.359 | 499820.39 | 0.1619 | 35.01 | 361089.087 | 0.1781 | 34.202 | 344012.683 | 0.1378 | 10.291 | 125428.777 | 0.1865 | 135.268 | 1431334.699 | 0.1453 | 17 | 212441.6 |  |  |  | 1.3 |  | New SCR | 0.1378 | 0.06 | 0 |  |  | 0
NJ | Hudson Generating Station | 2403 | 2 | Hudson | 1968-12-18 | 6600 | 659.7 | 40.7478 | -74.0719 | ARP, NBP | Dry bottom wall-fired boiler | Coal | Pipeline Natural Gas | Low NOx Burner Technology w/ Overfire Air<br>Selective Non-catalytic Reduction | Electric Utility | Electric Services | 0.3941 | 2782.996 | 13100000 | 0.4125 | 3425.722 | 15900000 | 0.4051 | 3413.217 | 16600000 | 0.3969 | 2459.619 | 12200000 | 0.1994 | 1115.209 | 11100000 | 0.2097 | 1120.523 | 10200000 | 0.1991 | 735.09 | 7132672.177 | 0.1874 | 989.455 | 10100000 | 0.0745 | 444.4 | 11900000 | 0.0757 | 323 | 8345770.8 | 49.2 | SCR | Existing SCR | 0.0745 | 0.0745 | 444.4 |  |  | 444.4
NJ | Hudson Generating Station | 2403 | 8001 | Hudson | 1967-12-01 | 2304 | 115.2 | 40.7478 | -74.0719 | NBP | Combustion turbine | Diesel Oil |  |  | Electric Utility | [31 empty] | 0 |  | Low Ozone Season Rate | 0 | 0 | 0 |  |  | 0
NJ | Kearny Generating Station | 2404 | 7 | Hudson | 1953-03-30 | 1865 | 147 | 40.7375 | -74.1 | ARP, NBP | Tangentially-fired | Residual Oil |  |  | Electric Utility | Electric Services | 0.177 | 9.573 | 108744.1 | 0.1759 | 2.254 | 26116.783 | [20 empty] | 0 |  |  |  | 0 |  | New SNCR | 0.1759 | 0.10554 | 0 |  |  | 0
NJ | Kearny Generating Station | 2404 | 8 | Hudson | 1953-11-10 | 1865 | 147 | 40.7375 | -74.1 | ARP, NBP | Tangentially-fired | Residual Oil |  |  | Electric Utility | Electric Services | 0.1807 | 9.905 | 102649.531 | 0.1765 | 1.736 | 20265.57 | [20 empty] | 0 |  |  |  | 0 |  | New SNCR | 0.1765 | 0.1059 | 0 |  |  | 0
NJ | Kearny Generating Station | 2404 | 121 | Hudson | 2001-06-01 | 463 | 60.5 | 40.7375 | -74.1 | ARP, CAIRNOX, CAIROS, CAIRSO2, TRNOX, TRNOXOS, TRSO2G1 | Combustion turbine | Pipeline Natural Gas | Diesel Oil | Water Injection | Electric Utility |  | 0.1177 | 13.639 | 298766.342 | 0.12 | 8.361 | 187895.85 | 0.1375 | 8.366 | 177547.083 | 0.1022 | 12.324 | 282532.377 | 0.1126 | 13.065 | 292904.412 | 0.1221 | 9.529 | 213020.643 | 0.1223 | 3.938 | 90988.444 | 0.1128 | 10.178 | 241770.623 | 0.1254 | 5.5 | 125489.1 | 0.1086 | 8.6 | 207620.4 | 7.4 | Water Injection | Low Ozone Season Rate | 0.1022 | 0.1022 | 4.5 |  |  | 4.5
NJ | Kearny Generating Station | 2404 | 122 | Hudson | 2001-05-31 | 463 | 60.5 | 40.7375 | -74.1 | ARP, CAIRNOX, CAIROS, CAIRSO2, TRNOX, TRNOXOS, TRSO2G1 | Combustion turbine | Pipeline Natural Gas | Diesel Oil | Water Injection | Electric Utility |  | 0.1128 | 13.036 | 287436.92 | 0.1105 | 9.244 | 210888.05 | 0.1298 | 8.378 | 180530.684 | 0.1099 | 16.765 | 374035.877 | 0.1108 | 11.218 | 252628.791 | 0.1218 | 9.082 | 195056.531 | 0.1164 | 3.972 | 92389.515 | 0.1142 | 11.37 | 262158.768 | 0.1249 | 6.5 | 151510.6 | 0.0986 | 8.3 | 211326.5 | 8.9 | Water Injection | Low Ozone Season Rate | 0.0986 | 0.0986 | 5.1 |  |  | 5.1
NJ | Kearny Generating Station | 2404 | 123 | Hudson | 2001-06-01 | 463 | 60.5 | 40.7375 | -74.1 | ARP, CAIRNOX, CAIROS, CAIRSO2, TRNOX, TRNOXOS, TRSO2G1 | Combustion turbine | Pipeline Natural Gas | Diesel Oil | Water Injection | Electric Utility |  | 0.1098 | 11.61 | 265756.229 | 0.1094 | 8.757 | 203337.306 | 0.1202 | 9.418 | 210632.991 | 0.1032 | 15.972 | 361013.339 | 0.108 | 11.739 | 270138.234 | 0.116 | 7.829 | 180176.465 | 0.1145 | 3.353 | 79786.559 | 0.1129 | 9.266 | 217592.591 | 0.1354 | 6 | 137773.9 | 0.1123 | 7.7 | 199871.2 | 8.1 | Water Injection | Low Ozone Season Rate | 0.1032 | 0.1032 | 4.6 |  |  | 4.6
NJ | Kearny Generating Station | 2404 | 124 | Hudson | 2001-06-01 | 463 | 60.5 | 40.7375 | -74.1 | ARP, CAIRNOX, CAIROS, CAIRSO2, TRNOX, TRNOXOS, TRSO2G1 | Combustion turbine | Pipeline Natural Gas | Diesel Oil | Water Injection | Electric Utility |  | 0.1106 | 10.788 | 247164.425 | 0.1149 | 6.855 | 159165.917 | 0.1258 | 7.076 | 163659.397 | 0.1044 | 17.321 | 402322.314 | 0.1033 | 11.489 | 270165.808 | 0.1198 | 7.917 | 178751.652 | 0.1225 | 3.612 | 85136.309 | 0.1057 | 12.112 | 292689.533 | 0.1356 | 6 | 133988.1 | 0.1147 | 9 | 221060.4 | 7.9 | Water Injection | Low Ozone Season Rate | 0.1033 | 0.1033 | 4.5 |  |  | 4.5
NJ | Kearny Generating Station | 2404 | 141 | Hudson | 2012-04-24 | 490 | 60.5 | 40.7375 | -74.1 | ARP, CAIRNOX, CAIROS, CAIRSO2, TRNOX, TRNOXOS, TRSO2G1 | Combustion turbine (Started Apr 05, 2012) | Pipeline Natural Gas |  | Water Injection<br>Selective Catalytic Reduction | Electric Utility | [28 empty] | 0.0114 | 0.2 | 39239 | 0 | Water Injection<br>Selective Catalytic Reduction | Existing SCR | 0.0114 | 0.0114 | 0 |  |  | 0
NJ | Kearny Generating Station | 2404 | 142 | Hudson | 2012-04-12 | 490 | 60.5 | 40.7375 | -74.1 | ARP, CAIRNOX, CAIROS, CAIRSO2, TRNOX, TRNOXOS, TRSO2G1 | Combustion turbine (Started Apr 12, 2012) | Pipeline Natural Gas |  | Water Injection<br>Selective Catalytic Reduction | Electric Utility | [28 empty] | 0.01 | 0.2 | 44170.7 | 0 | Water Injection<br>Selective Catalytic Reduction | Existing SCR | 0.01 | 0.01 | 0 |  |  | 0
NJ | Kearny Generating Station | 2404 | 15001 | Hudson | 1967-07-07 | 327 | 60.5 | 40.7375 | -74.1 | SIPNOX | Combustion turbine | Pipeline Natural Gas |  |  | Electric Utility |  | 0.6998 | 3.185 | 9098.6 | 0.7001 | 4.893 | 13981.3 | 0.7 | 7.453 | 21293.7 | 0.7001 | 13.93 | 39799.9 | 0.7 | 14.974 | 42779.1 | 0.7 | 8.335 | 23815.3 | 0.7001 | 0.987 | 2819.4 | 0.7004 | 5.124 | 14638.4 | 0.7 | 3.2 | 9007.6 | 0.7 | 2.6 | 7404.8 | 0.8 | None Reported | Water Injection | 0.6998 | 0.41988 | 1.9 |  |  | 1.9
NJ | Kearny Generating Station | 2404 | 16001 | Hudson | 1970-05-09 | 2672 | 60.5 | 40.7375 | -74.1 | CAIRNOX, CAIROS, CAIRSO2, TRNOX, TRSO2G1 | Combustion turbine | Pipeline Natural Gas | Diesel Oil |  | Electric Utility |  | 0.7 | 25.288 | 72252.9 | 0.7 | 35.869 | 102482 | 0.7 | 43.45 | 124143.4 | 0.7 | 47.343 | 135266.4 | 0.7 | 22.917 | 65476.5 | 0.7 | 28.846 | 82416.8 | 0.7001 | 6.256 | 17875.3 | 0.7 | 16.093 | 45979.3 | 0.7 | 16.1 | 45941.5 |  |  |  | 0.5 | None Reported | Water Injection | 0.7 | 0.42 | 9.6 |  |  | 9.6
NJ | Kearny Generating Station | 2404 | 17001 | Hudson | 1969-12-12 | 2672 | 60.5 | 40.7375 | -74.1 | CAIRNOX, CAIROS, CAIRSO2, TRNOX, TRSO2G1 | Combustion turbine | Pipeline Natural Gas | Diesel Oil |  | Electric Utility |  | 0.7 | 29.466 | 84187.4 | 0.7 | 27.993 | 79979.6 | 0.7 | 41.894 | 119696.5 | 0.7 | 43.875 | 125356.1 | 0.7 | 33.993 | 97123.8 | 0.7 | 25.244 | 72124 | 0.7 | 4.688 | 13392.9 | 0.7 | 11.451 | 32717.6 | 0.7 | 16.2 | 46254.2 |  |  |  | 0.5 | None Reported | Water Injection | 0.7 | 0.42 | 9.7 |  |  | 9.7
NJ | Linden Generating Station | 2406 | 2 | Union | 1957-12-24 | 1293 | 259.7 | 40.6225 | -74.2097 | ARP, NBP | Dry bottom wall-fired boiler | Residual Oil |  |  | Electric Utility | Electric Services | [26 empty] | 0 |  |  |  | 0 |  | Not Operating | 0 | 0 | 0 |  |  | 0
NJ | Linden Generating Station | 2406 | 5 | Union | 1999-10-28 | 1200 | 96.1 | 40.6225 | -74.2097 | ARP, CAIRNOX, CAIROS, CAIRSO2, TRNOX, TRNOXOS, TRSO2G1 | Combustion turbine | Pipeline Natural Gas | Diesel Oil | Dry Low NOx Burners<br>Water Injection | Electric Utility |  | 0.0402 | 5.583 | 351051.608 | 0.0366 | 7.865 | 502858.44 | 0.0408 | 3.367 | 210193.955 | 0.0371 | 1.822 | 141833.606 | 0.05 | 9.87 | 485580.944 | 0.0484 | 5.296 | 267822.023 | 0.0493 | 2.247 | 111838.803 | 0.0368 | 5.156 | 359311.479 | 0.0476 | 3.5 | 175421.7 | 0.0491 | 3.6 | 173895.1 | 4 | Dry Low NOx Burners<br>Water Injection | Low Ozone Season Rate | 0.0366 | 0.0366 | 2.7 |  |  | 2.7
NJ | Linden Generating Station | 2406 | 6 | Union | 2000-04-11 | 1200 | 96.1 | 40.6225 | -74.2097 | ARP, CAIRNOX, CAIROS, CAIRSO2, TRNOX, TRNOXOS, TRSO2G1 | Combustion turbine | Pipeline Natural Gas | Diesel Oil | Dry Low NOx Burners<br>Water Injection | Electric Utility |  | 0.0388 | 5.962 | 364154.887 | 0.038 | 9.625 | 570742.785 | 0.0385 | 4.623 | 292949.758 | 0.0367 | 2.138 | 144040.432 | 0.041 | 7.206 | 452667.426 | 0.041 | 3.399 | 223297.545 | 0.0386 | 1.472 | 93313.864 | 0.037 | 5.602 | 381269.735 | 0.0398 | 4 | 257469.4 | 0.0444 | 3.3 | 185742 | 5.8 | Dry Low NOx Burners<br>Water Injection | Low Ozone Season Rate | 0.0367 | 0.0367 | 3.7 |  |  | 3.7
NJ | Linden Generating Station | 2406 | 7 | Union | 1995-06-01 | 1150 | 96.1 | 40.6225 | -74.2097 | ARP, CAIRNOX, CAIROS, CAIRSO2, TRNOX, TRNOXOS, TRSO2G1 | Combustion turbine | Pipeline Natural Gas | Diesel Oil | Dry Low NOx Burners<br>Water Injection | Electric Utility |  | 0.0385 | 6.165 | 395174.768 | 0.0352 | 8.32 | 552099.066 | 0.0296 | 4.194 | 318826.548 | 0.0374 | 1.341 | 88407.773 | 0.0463 | 4.766 | 278769.775 | 0.0437 | 2.294 | 146221.128 | 0.0591 | 1.686 | 70056.802 | 0.0463 | 5.052 | 275173.625 | 0.0436 | 3.5 | 197866.4 | 0.0519 | 3.3 | 158753.5 | 4.7 | Dry Low NOx Burners<br>Water Injection | Low Ozone Season Rate | 0.0296 | 0.0296 | 2.4 |  |  | 2.4
NJ | Linden Generating Station | 2406 | 8 | Union | 1995-06-01 | 1150 | 96.1 | 40.6225 | -74.2097 | ARP, CAIRNOX, CAIROS, CAIRSO2, TRNOX, TRNOXOS, TRSO2G1 | Combustion turbine | Pipeline Natural Gas | Diesel Oil | Dry Low NOx Burners<br>Water Injection | Electric Utility |  | 0.0362 | 6.018 | 409903.449 | 0.0375 | 7.986 | 529701.466 | 0.0441 | 5.754 | 338413.446 | 0.0496 | 2.473 | 122172.301 | 0.044 | 5.732 | 329832.965 | 0.0529 | 2.618 | 139381.718 | 0.05 | 0.758 | 40621.314 | 0.0536 | 5.638 | 257217.243 | 0.0425 | 2.8 | 169459.3 | 0.0465 | 2.4 | 132203.1 | 4 | Dry Low NOx Burners<br>Water Injection | Low Ozone Season Rate | 0.0362 | 0.0362 | 2.4 |  |  | 2.4
NJ | Linden Generating Station | 2406 | 11 | Union | 1957-05-30 | 1181 | 259.7 | 40.6225 | -74.2097 | ARP, NBP | Dry bottom wall-fired boiler | Residual Oil |  |  | Electric Utility | Electric Services | [26 empty] | 0 |  |  |  | 0 |  | Not Operating | 0 | 0 | 0 |  |  | 0
NJ | Linden Generating Station | 2406 | 12 | Union | 1957-05-30 | 1181 | 259.7 | 40.6225 | -74.2097 | ARP, NBP | Dry bottom wall-fired boiler | Residual Oil |  |  | Electric Utility | Electric Services | [26 empty] | 0 |  |  |  | 0 |  | Not Operating | 0 | 0 | 0 |  |  | 0
NJ | Linden Generating Station | 2406 | 13 | Union | 1957-05-30 | 1181 | 259.7 | 40.6225 | -74.2097 | ARP, NBP | Dry bottom wall-fired boiler | Residual Oil |  |  | Electric Utility | Electric Services | [26 empty] | 0 |  |  |  | 0 |  | Not Operating | 0 | 0 | 0 |  |  | 0
NJ | Linden Generating Station | 2406 | 1101 | Union | 2005-05-10 | 2450 | 181.4 | 40.6225 | -74.2097 | ARP, CAIRNOX, CAIROS, CAIRSO2, TRNOX, TRNOXOS, TRSO2G1 | Combined cycle | Pipeline Natural Gas | Diesel Oil | Dry Low NOx Burners<br>Water Injection<br>Selective Catalytic Reduction | Electric Utility | [7 empty] | 0.877 | 52.921 | 206583.694 | 0.0157 | 8.54 | 1912475.678 | 0.0243 | 11.481 | 1905327.79 | 0.0199 | 17.611 | 3616785.843 | 0.0183 | 20.579 | 4044593.27 | 0.0176 | 20.88 | 4597607.161 | 0.02 | 21.6 | 4060068.8 | 0.0085 | 15.6 | 5664763.2 | 45.1 | Dry Low NOx Burners<br>Water Injection<br>Selective Catalytic Reduction | Existing SCR | 0.0085 | 0.0085 | 9.2 |  |  | 9.2
NJ | Linden Generating Station | 2406 | 1201 | Union | 2005-05-11 | 2450 | 181.4 | 40.6225 | -74.2097 | ARP, CAIRNOX, CAIROS, CAIRSO2, TRNOX, TRNOXOS, TRSO2G1 | Combined cycle | Pipeline Natural Gas | Diesel Oil | Dry Low NOx Burners<br>Water Injection<br>Selective Catalytic Reduction | Electric Utility | [7 empty] | 0.6711 | 28.405 | 120394.217 | 0.0178 | 8.7 | 1861642.009 | 0.0222 | 10.169 | 1765936.901 | 0.0166 | 15.524 | 3560412.719 | 0.0176 | 18.037 | 3906645.249 | 0.0161 | 19.284 | 4610634.204 | 0.0182 | 18.8 | 3939931.7 | 0.0068 | 14 | 5743288.1 | 43.8 | Dry Low NOx Burners<br>Water Injection<br>Selective Catalytic Reduction | Existing SCR | 0.0068 | 0.0068 | 7 |  |  | 7
NJ | Linden Generating Station | 2406 | 2101 | Union | 2005-07-01 | 2450 | 181.4 | 40.6225 | -74.2097 | ARP, CAIRNOX, CAIROS, CAIRSO2, TRNOX, TRNOXOS, TRSO2G1 | Combined cycle | Pipeline Natural Gas | Diesel Oil | Dry Low NOx Burners<br>Water Injection<br>Selective Catalytic Reduction | Electric Utility | [7 empty] | 1.847 | 29.89 | 32366.052 | 0.015 | 6.207 | 1617584.543 | 0.0218 | 10.296 | 1846237.126 | 0.0151 | 14.948 | 3634640.16 | 0.0148 | 15.242 | 3750610.026 | 0.0169 | 16.779 | 3921985.778 | 0.0177 | 15.6 | 3443519.3 | 0.007 | 12.8 | 5123538.8 | 38.3 | Dry Low NOx Burners<br>Water Injection<br>Selective Catalytic Reduction | Existing SCR | 0.007 | 0.007 | 6.2 |  |  | 6.2
NJ | Linden Generating Station | 2406 | 2201 | Union | 2005-07-01 | 2450 | 181.4 | 40.6225 | -74.2097 | ARP, CAIRNOX, CAIROS, CAIRSO2, TRNOX, TRNOXOS, TRSO2G1 | Combined cycle | Pipeline Natural Gas | Diesel Oil | Dry Low NOx Burners<br>Water Injection<br>Selective Catalytic Reduction | Electric Utility | [7 empty] | 1.847 | 5.259 | 5694.38 | 0.0192 | 7.503 | 1629226.999 | 0.0295 | 14.812 | 2066389.966 | 0.019 | 18.025 | 3801207.641 | 0.0173 | 19.091 | 3987983.352 | 0.016 | 19.499 | 4478558.802 | 0.0197 | 20.9 | 4038672.8 | 0.0083 | 14.7 | 5416324.9 | 44.9 | Dry Low NOx Burners<br>Water Injection<br>Selective Catalytic Reduction | Existing SCR | 0.0083 | 0.0083 | 8.8 |  |  | 8.8
NJ | Logan Generating Plant | 10043 | 1001 | Gloucester | 1994-08-01 | 2366 | 242.3 | 39.7914 | -75.4081 | NBP | Dry bottom wall-fired boiler | Coal |  | Low NOx Burner Technology w/ Overfire Air<br>Selective Catalytic Reduction | Electric Utility | Electric Services | 0.1381 | 432.643 | 6311521.65 | 0.1387 | 521.552 | 7450384.25 | 0.1372 | 566.491 | 8229001.525 | 0.142 | 481.4 | 6752294.525 | 0.1423 | 463.12 | 6564219.3 | 0.1398 | 537.892 | 7687889.95 | 0.1425 | 267.368 | 3703000 | 0.1276 | 284.8 | 4396778.025 | 0.1299 | 309 | 4682927.9 | 0.1347 | 218.1 | 3212104.8 | 53.9 | SCR | Existing SCR | 0.1276 | 0.1276 | 303.5 |  |  | 303.5
NJ | Mercer Generating Station | 2408 | 1 | Mercer | 1960-12-19 | 3350 | 326.4 | 40.1797 | -74.7325 | ARP, NBP | Wet bottom wall-fired boiler | Coal | Pipeline Natural Gas | Selective Non-catalytic Reduction | Electric Utility | Electric Services | 0.5346 | 1253.838 | 4289704.747 | 0.1653 | 421.102 | 5262773.824 | 0.1006 | 345.082 | 6839500.405 | 0.0905 | 369.855 | 8162644.166 | 0.085 | 374.911 | 8817988.123 | 0.0902 | 316.332 | 7088730.573 | 0.0859 | 97.6 | 2270713.128 | 0.0808 | 231.864 | 5711003.256 | 0.0846 | 146 | 3429186.8 | 0.0854 | 98.4 | 2299143.2 | 27.9 | SCR | Existing SCR | 0.0808 | 0.0808 | 139.4 |  |  | 139.4
NJ | Mercer Generating Station | 2408 | 2 | Mercer | 1961-06-04 | 3350 | 326.4 | 40.1797 | -74.7325 | ARP, NBP | Wet bottom wall-fired boiler | Coal | Pipeline Natural Gas | Selective Non-catalytic Reduction | Electric Utility | Electric Services | 0.5526 | 1370.229 | 4354290.481 | 0.1406 | 329.471 | 4797694.323 | 0.1038 | 349.304 | 6810190.648 | 0.0961 | 274.552 | 5730471.423 | 0.087 | 293.603 | 6845044.832 | 0.0942 | 326.381 | 6926907.633 | 0.0842 | 130.16 | 3106366.423 | 0.0893 | 207.466 | 4605025.518 | 0.0823 | 126.8 | 2994288.4 | 0.0891 | 85.4 | 1879363.8 | 24.3 | SCR | Existing SCR | 0.0823 | 0.0823 | 126.8 |  |  | 126.8
NJ | Mercer Generating Station | 2408 | 7001 | Mercer | 1967-11-30 | 2304 | 115.2 | 40.1797 | -74.7325 | CAIRNOX, CAIROS, CAIRSO2, TRNOX, TRNOXOS, TRSO2G1 | Combustion turbine | Diesel Oil |  |  | Electric Utility |  | 1.2 | 3.985 | 6642 | 1.2003 | 4.871 | 8117.9 | 1.2 | 2.869 | 4782.4 |  |  |  | 1.2 | 6.848 | 11412.4 | 1.2 | 2.611 | 4351.4 | 1.2 | 3.296 | 5494 |  |  |  | 1.1997 | 3.8 | 6263 | 1.2 | 2 | 3343 | 0.1 | None Reported | Water Injection | 1.1997 | 0.1364 | 0.4 |  |  | 0.4
NJ | Mickleton Energy Center | 8008 | 1001 | Gloucester | 1974-06-28 | 1092 | 71.2 | 39.8139 | -75.2508 | CAIRNOX, CAIROS, CAIRSO2, TRNOX, TRNOXOS, TRSO2G1 | Combustion turbine | Pipeline Natural Gas | Diesel Oil |  | Electric Utility |  | 0.475 | 5.081 | 21397.5 |  |  |  | 0.3543 | 15.527 | 86729.5 | 0.1569 | 6.523 | 83147 | 0.157 | 4.188 | 53363 | 0.157 | 7.402 | 94316 | 0.7 | 4.204 | 12012 | 0.7 | 11.084 | 31668 | 1.11 | 29.1 | 52416 | 1.11 | 40 | 72072 | 1.3 | None Reported | Water Injection | 0.1569 | 0.09414 | 2.5 |  |  | 2.5
NJ | Middle Energy Center | 2382 | 5001 | Cape May | 1971-05-14 | 566 | 37.2 | 39.0267 | -74.8769 | CAIRNOX, CAIROS, CAIRSO2, TRNOX, TRNOXOS, TRSO2G1 | Combustion turbine | Diesel Oil |  | Water Injection | Electric Utility |  | 1.2 | 8.048 | 13412.8 | 1.2 | 16.905 | 28173.4 | 1.2 | 32.13 | 53547.5 | 0.25 | 8.783 | 70236.1 | 0.25 | 4.324 | 34600.3 | 0.2502 | 1.103 | 8819.9 | 0.25 | 0.191 | 1527.8 | 0.2502 | 0.096 | 766.9 | 1.2 | 5.3 | 8813.1 | 1.2 | 1.3 | 2130.9 | 0.4 | Water Injection | Low Ozone Season Rate | 0.25 | 0.25 | 1.1 |  |  | 1.1
NJ | Newark Power Plant | 50797 | 1001 | Essex | 1990-11-07 | 656 | 45.9 | 40.7364 | -74.1286 | NBP, ARP, CAIRNOX, CAIROS | Combined cycle | Pipeline Natural Gas | Diesel Oil | Ammonia Injection<br>Steam Injection | Electric Utility |  | 0.0641 | 38.569 | 1215179.275 | 0.0554 | 18.791 | 696281.475 | 0.0542 | 12.195 | 444562.125 | [21 empty] | 0 | Ammonia Injection<br>Steam Injection | Low Ozone Season Rate | 0.0542 | 0.0542 | 0 |  |  | 0
NJ | Pedricktown Cogeneration Plant | 10099 | 1001 | Salem | 1992-03-15 | 1325 | 92.1 | 39.7661 | -75.4242 | ARP, CAIRNOX, CAIROS, CAIRSO2, TRNOX, TRNOXOS, TRSO2G1 | Combined cycle | Pipeline Natural Gas | Diesel Oil | Ammonia Injection<br>Steam Injection | Electric Utility |  | 0.0382 | 13.602 | 877630.188 | 0.0386 | 12.142 | 813747.302 | 0.0357 | 13.827 | 969440.531 | 0.0349 | 9.311 | 663761.348 | 0.0401 | 14.376 | 888443.128 | 0.048 | 15.64 | 877911.411 | 0.0504 | 11.818 | 629224.937 | 0.0419 | 21.868 | 1338322.318 | 0.0386 | 22.1 | 1353477.7 | 0.0348 | 31.5 | 1996361.4 | 27.8 | Ammonia Injection<br>Steam Injection | Low Ozone Season Rate | 0.0348 | 0.0348 | 20 |  |  | 20
NJ | Salem | 2410 | 2001 | Salem | 1971-06-17 | 810 | 41.8 | 39.4625 | -75.5333 | CAIRNOX, CAIROS, CAIRSO2, TRNOX, TRNOXOS, TRSO2G1 | Combustion turbine | Diesel Oil |  |  | Electric Utility |  | 1.1995 | 0.188 | 312.3 | 1.1999 | 1.754 | 2922.7 | 1.1998 | 1.077 | 1795.3 | 1.1998 | 1.531 | 2550.9 | 1.1999 | 2.526 | 4209.9 | 1.2 | 2.942 | 4903.7 | 1.2 | 1.207 | 2011.1 | 1.2 | 4.371 | 7285.3 | 1.2001 | 1.6 | 2637.7 | 1.2 | 1.1 | 1793 | 0.1 | None Reported | Water Injection | 1.1995 | 0.1364 | 0.2 |  |  | 0.2
NJ | Sayreville | 2390 | 7 | Middlesex | 1955-04-01 | 1318 |  | 40.4753 | -74.3552 | ARP, NBP | Cyclone boiler | Pipeline Natural Gas | Residual Oil |  | Electric Utility | Electric Services | 0.1878 | 16.618 | 159469.177 | [23 empty] | 0 |  |  |  | 0 |  | New SNCR | 0.1878 | 0.11268 | 0 |  |  | 0
NJ | Sayreville | 2390 | 8 | Middlesex | 1958-10-01 | 1240 |  | 40.4753 | -74.3552 | ARP, NBP | Cyclone boiler | Pipeline Natural Gas | Residual Oil |  | Electric Utility | Electric Services | 0.1962 | 30.081 | 278853.267 | [23 empty] | 0 |  |  |  | 0 |  | New SNCR | 0.1962 | 0.11772 | 0 |  |  | 0
NJ | Sayreville | 2390 | 12001 | Middlesex | 1973-10-01 | 858 | 53 | 40.4753 | -74.3552 | CAIRNOX, CAIROS, CAIRSO2, TRNOX, TRNOXOS, TRSO2G1 | Combustion turbine | Pipeline Natural Gas | Diesel Oil | Water Injection | Electric Utility |  | 0.2161 | 2.614 | 24593.6 | 0.2192 | 22.758 | 206100 | 0.1742 | 1.094 | 12512.9 | 0.1748 | 7.718 | 88904.9 | 0.2893 | 4.058 | 27822.5 | 0.1739 | 1.6 | 18366.1 | 0.2568 | 0.268 | 3150.9 | 0.2457 | 1.813 | 15162.8 | 0.2006 | 2.5 | 25722.1 | 0.175 | 1.5 | 17177.8 | 0.8 | Water Injection | Low Ozone Season Rate | 0.1739 | 0.1739 | 2.2 |  |  | 2.2
NJ | Sayreville | 2390 | 14001 | Middlesex | 1972-06-01 | 858 | 53 | 40.4753 | -74.3552 | CAIRNOX, CAIROS, CAIRSO2, TRNOX, TRNOXOS, TRSO2G1 | Combustion turbine | Pipeline Natural Gas | Diesel Oil | Water Injection | Electric Utility |  | 0.2234 | 2.774 | 25044.5 | 0.232 | 13.514 | 115116.2 | 0.1735 | 1.85 | 21345.1 | 0.1751 | 6.9 | 79569.6 | 0.291 | 6.985 | 47255.7 | 0.1734 | 4.611 | 53171.5 | 0.7 | 0.466 | 1332 | 0.1849 | 1.589 | 17768.7 |  |  |  | 0.1749 | 1.4 | 16498 | 0 | Water Injection | Low Ozone Season Rate | 0.1734 | 0.1734 | 0 |  |  | 0
NJ | Sayreville | 2390 | 15001 | Middlesex | 1972-03-01 | 858 | 53 | 40.4753 | -74.3552 | CAIRNOX, CAIROS, CAIRSO2, TRNOX, TRNOXOS, TRSO2G1 | Combustion turbine | Pipeline Natural Gas | Diesel Oil | Water Injection | Electric Utility |  | 0.2263 | 3.805 | 33677 | 0.2135 | 15.995 | 148585.8 | 0.1735 | 5.308 | 61204 | 0.1737 | 8.71 | 100012 | 0.2904 | 6.576 | 44993.9 | 0.1817 | 0.164 | 1762.1 | 0.1706 | 0.323 | 3798 | 0.2061 | 1.845 | 18352.9 | 0.2043 | 2.1 | 20744.1 | 0.1773 | 1.6 | 18634.2 | 0.7 | Water Injection | Low Ozone Season Rate | 0.1706 | 0.1706 | 1.8 |  |  | 1.8
NJ | Sayreville | 2390 | 16001 | Middlesex | 1972-03-01 | 858 | 53 | 40.4753 | -74.3552 | CAIRNOX, CAIROS, CAIRSO2, TRNOX, TRNOXOS, TRSO2G1 | Combustion turbine | Pipeline Natural Gas | Diesel Oil | Water Injection | Electric Utility |  | 0.2135 | 3.177 | 29903.6 | 0.295 | 3.347 | 22690.5 |  |  |  | 0.1737 | 7.806 | 89694.3 | 0.295 | 5.832 | 39535.7 | 0.1963 | 6.262 | 63226.1 | 0.1688 | 0.106 | 1257 | 0.1972 | 2.217 | 22864.1 | 0.1987 | 3.3 | 33684.1 | 0.1769 | 1.9 | 21229.5 | 1.1 | Water Injection | Low Ozone Season Rate | 0.1688 | 0.1688 | 2.8 |  |  | 2.8
NJ | Sewaren Generating Station | 2411 | 1 | Middlesex | 1948-12-01 | 1550 | 110.7 | 40.5564 | -74.2461 | ARP, NBP | Tangentially-fired | Residual Oil | Pipeline Natural Gas |  | Electric Utility | Electric Services | 0.1359 | 37.83 | 474532.793 | 0.1374 | 21.651 | 270440.906 | 0.1315 | 12.114 | 161703.082 | 0.0788 | 7.874 | 177075.121 | 0.0606 | 8.079 | 221731.827 | 0.0644 | 4.386 | 110723.267 | 0.0667 | 2.486 | 56700.356 | 0.068 | 12.761 | 353513.793 | 0.0563 | 8.4 | 260911.5 | 0.0548 | 8.8 | 287691.4 | 4.6 |  | Low Ozone Season Rate | 0.0548 | 0.0548 | 8.2 |  |  | 8.2
NJ | Sewaren Generating Station | 2411 | 2 | Middlesex | 1948-11-30 | 1725 | 107.5 | 40.5564 | -74.2461 | ARP, NBP | Tangentially-fired | Residual Oil | Pipeline Natural Gas |  | Electric Utility | Electric Services | 0.1454 | 46.692 | 564160.101 | 0.1701 | 58.592 | 643255.269 | 0.1703 | 59.152 | 657720.261 | 0.0695 | 15.609 | 377491.744 | 0.0631 | 11.139 | 287038.62 | 0.0487 | 2.638 | 84621.002 | 0.0463 | 0.827 | 23268.258 | 0.0528 | 9.411 | 282523.417 | 0.054 | 10 | 298473.2 | 0.0468 | 7.9 | 263244.4 | 4.7 |  | Low Ozone Season Rate | 0.0463 | 0.0463 | 8.6 |  |  | 8.6
NJ | Sewaren Generating Station | 2411 | 3 | Middlesex | 1949-10-16 | 1600 | 107.5 | 40.5564 | -74.2461 | ARP, NBP | Tangentially-fired | Residual Oil | Pipeline Natural Gas |  | Electric Utility | Electric Services | 0.2127 | 84.436 | 730803.517 | 0.2054 | 100.3 | 892368.163 | 0.1962 | 120.654 | 1141387.522 | 0.0783 | 26.531 | 598188.859 | 0.0836 | 21.644 | 449262.77 | 0.081 | 14.147 | 310406.479 | 0.0849 | 3.625 | 57705.131 | 0.0946 | 19.694 | 345655.759 | 0.0635 | 9.1 | 262560.7 | 0.0573 | 4.1 | 117535.7 | 4.5 |  | Low Ozone Season Rate | 0.0573 | 0.0573 | 8.2 |  |  | 8.2
NJ | Sewaren Generating Station | 2411 | 4 | Middlesex | 1951-07-30 | 1700 | 126.5 | 40.5564 | -74.2461 | ARP, NBP | Tangentially-fired | Residual Oil | Pipeline Natural Gas |  | Electric Utility | Electric Services | 0.1521 | 56.013 | 665681.542 | 0.1473 | 97.763 | 1174938.735 | 0.1768 | 134.038 | 1401890.858 | 0.0901 | 49.101 | 953299.827 | 0.087 | 32.26 | 633239.238 | 0.0738 | 22.176 | 502922.498 | 0.0689 | 3.689 | 70832.48 | 0.1083 | 19.362 | 279037.285 | 0.0635 | 11.7 | 265005.1 | 0.0632 | 14.5 | 331116.3 | 4.2 |  | Low Ozone Season Rate | 0.0632 | 0.0632 | 11.6 |  |  | 11.6
NJ | Sewaren Generating Station | 2411 | 12001 | Middlesex | 1965-11-17 | 2304 | 115.2 | 40.5564 | -74.2461 | CAIRNOX, CAIROS, CAIRSO2, TRNOX, TRNOXOS, TRSO2G1 | Combustion turbine | Diesel Oil |  |  | Electric Utility |  | 1.2 | 6.879 | 11465 | 1.1998 | 8.719 | 14532.5 | 1.2 | 5.651 | 9419.1 | 1.2 | 6.989 | 11648 | 1.2 | 3.329 | 5548 | 1.2001 | 2.063 | 3438 | 1.2002 | 1.579 | 2632 |  |  |  | 1.1999 | 6.8 | 11308 | 1.2 | 2 | 3315 | 0.1 | None Reported | Water Injection | 1.1998 | 0.1364 | 0.8 |  |  | 0.8
NJ | Sherman Avenue | 7288 | 1 | Cumberland | 1991-05-01 | 1100 | 112.8 | 39.451 | -75.0578 | ARP, CAIRNOX, CAIROS, CAIRSO2, TRNOX, TRNOXOS, TRSO2G1 | Combustion turbine | Diesel Oil | Pipeline Natural Gas | Water Injection | Electric Utility |  | 0.1594 | 13.572 | 180242.139 | 0.0856 | 18.037 | 430304.773 | 0.086 | 23.687 | 570124.771 | 0.0783 | 17.913 | 470823.439 | 0.0637 | 12.236 | 396088.715 | 0.1008 | 9.248 | 195280.248 | 0.0945 | 3.173 | 70316.579 | 0.1918 | 1.234 | 15996.399 | 0.1606 | 25 | 305125.8 | 0.091 | 12.2 | 276572.6 | 7.6 | Water Injection | Low Ozone Season Rate | 0.0637 | 0.0637 | 9.9 |  |  | 9.9
NJ | Werner | 2385 | 9001 | Middlesex | 1972-03-01 | 830 | 53 | 40.4906 | -74.2814 | CAIRNOX, CAIROS, CAIRSO2, TRNOX, TRNOXOS, TRSO2G1 | Combustion turbine | Diesel Oil |  | Water Injection | Electric Utility |  | 0.2852 | 2.279 | 15948.9 | 0.2956 | 17.166 | 116164.4 | 0.2954 | 7.585 | 51300.8 | 0.2956 | 5.685 | 38411.1 | 0.2958 | 5.672 | 38350.2 | 0.3009 | 0.863 | 5666.2 | 0.3387 | 0.64 | 3777.9 | 0.3388 | 2.268 | 13381.8 | 0.3403 | 3.8 | 22173.2 | 0.3436 | 0.9 | 5136.1 | 0.7 | Water Injection | Low Ozone Season Rate | 0.2852 | 0.2852 | 3.2 |  |  | 3.2
NJ | Werner | 2385 | 10001 | Middlesex | 1972-04-01 | 830 | 53 | 40.4906 | -74.2814 | CAIRNOX, CAIROS, CAIRSO2, TRNOX, TRNOXOS, TRSO2G1 | Combustion turbine | Diesel Oil |  | Water Injection | Electric Utility |  | 0.282 | 2.766 | 19619.9 | 0.2956 | 18.566 | 125624 | 0.2955 | 6.027 | 40728.3 | 0.2968 | 6.33 | 42522.6 | 0.2966 | 5.417 | 36494.2 | 0.2984 | 3.17 | 21199.6 | 0.3393 | 0.605 | 3570 | 0.339 | 4.46 | 26314.1 | 0.339 | 4.2 | 25022 | 0.3463 | 0.8 | 4518.1 | 0.8 | Water Injection | Low Ozone Season Rate | 0.282 | 0.282 | 3.5 |  |  | 3.5
NJ | Werner | 2385 | 11001 | Middlesex | 1972-05-01 | 830 | 53 | 40.4906 | -74.2814 | CAIRNOX, CAIROS, CAIRSO2, TRNOX, TRNOXOS, TRSO2G1 | Combustion turbine | Diesel Oil |  | Water Injection | Electric Utility |  | 0.282 | 2.071 | 14685.2 | 0.2956 | 16.076 | 108761.7 | [6 empty] | 0.2962 | 6.621 | 44686.8 | 0.298 | 4.211 | 28226.8 | 0.3388 | 1.065 | 6286 | 0.339 | 2.184 | 12884.9 | 0.3417 | 1.6 | 9190.9 | 0.3433 | 1.1 | 6606.1 | 0.3 | Water Injection | Low Ozone Season Rate | 0.282 | 0.282 | 1.3 |  |  | 1.3
NJ | Werner | 2385 | 12001 | Middlesex | 1972-06-01 | 830 | 53 | 40.4906 | -74.2814 | CAIRNOX, CAIROS, CAIRSO2, TRNOX, TRNOXOS, TRSO2G1 | Combustion turbine | Diesel Oil |  | Water Injection | Electric Utility |  | 0.282 | 2.564 | 18185.1 | 0.2952 | 16.125 | 109192.2 | 0.2956 | 5.85 | 39538.8 | 0.2956 | 4.875 | 32924.8 | 0.2973 | 2.406 | 16135.8 | 0.2981 | 3.872 | 25942.6 | 0.3385 | 0.7 | 4132.1 | 0.339 | 2.815 | 16607.2 | 0.3402 | 3.8 | 22062 | 0.3438 | 1 | 5874.8 | 0.7 | Water Injection | Low Ozone Season Rate | 0.282 | 0.282 | 3.1 |  |  | 3.1
NJ | West Station | 6776 | 2001 | Cumberland | 1972-06-01 | 485 | 27 | 39.4903 | -75.0486 | CAIRNOX, CAIROS, CAIRSO2, TRNOX, TRNOXOS, TRSO2G1 | Combustion turbine | Diesel Oil |  | Water Injection | Electric Utility |  | 0.5618 | 6.446 | 32576.1 | 0.4557 | 18.762 | 114620.1 | 0.4303 | 24.499 | 142088 | 0.4608 | 17.375 | 104659.4 | 0.5165 | 10.748 | 59189.1 | 0.4927 | 16.768 | 96477.7 | 0.753 | 0.33 | 1467.1 | 0.5498 | 9.789 | 56007.9 | 0.4108 | 3.5 | 22398.4 | 0.55 | 0.5 | 3039 | 1.3 | Water Injection | Low Ozone Season Rate | 0.4108 | 0.4108 | 3.5 |  |  | 3.5
NM | Afton Generating Station | 55210 | 1 | Dona Ana | 2002-10-14 | 1720 | 177 | 32.1134 | -106.848 | ARP | Combined cycle | Pipeline Natural Gas | Diesel Oil | Selective Catalytic Reduction<br>Dry Low NOx Burners<br>Water Injection | Electric Utility |  | 0.0748 | 4.26 | 174378.725 | 0.0562 | 2.651 | 162805.475 | 0.0546 | 8.901 | 572646.825 | 0.0586 | 2.895 | 164077.2 |  |  |  | 0.0206 | 20.633 | 2812121.475 | 0.0198 | 20.631 | 2791296.675 | 0.0417 | 16.563 | 1402991.9 | 0.034 | 15.8 | 1549874.1 | 0.0284 | 20 | 2369407.2 | 24.5 | Selective Catalytic Reduction<br>Dry Low NOx Burners<br>Water Injection | Existing SCR | 0.0198 | 0.0198 | 9.2 |  |  | 9.2
NM | Bluffview Power Plant | 55977 | CTG-1 | San Juan | 2005-05-01 | 532 | 40 | 36.7164 | -108.2153 | ARP | Combined cycle | Pipeline Natural Gas |  | Dry Low NOx Burners<br>Selective Catalytic Reduction | Electric Utility | [7 empty] | 0.0438 | 31.618 | 1462959.394 | 0.0472 | 33.928 | 1439078.282 | 0.0437 | 31.511 | 1460490.749 | 0.0448 | 32.207 | 1469475.065 | 0.0446 | 32.718 | 1469440.766 | 0.0439 | 28.721 | 1316497.913 | 0.0483 | 9.9 | 441292.6 | 0.0432 | 33.6 | 1565405.6 | 22.6 | Dry Low NOx Burners<br>Selective Catalytic Reduction | Existing SCR | 0.0432 | 0.0432 | 8.9 |  |  | 8.9
NM | Cunningham | 2454 | 121B | Lea | 1957-07-01 | 1000 | 75 | 32.7131 | -103.3533 | ARP | Tangentially-fired | Pipeline Natural Gas |  | Overfire Air | Electric Utility | Electric Services | 0.169 | 115.796 | 1319251.175 | 0.1604 | 102.125 | 1226321.56 | 0.1615 | 143.088 | 1672592.776 | 0.1964 | 170.126 | 1625210.778 | 0.1458 | 98.474 | 1351982.211 | 0.1726 | 157.192 | 1715281.241 | 0.1679 | 111.783 | 1269153.273 | 0.1362 | 95.677 | 1391328.048 | 0.1726 | 130.1 | 1500842.7 | 0.1491 | 111.9 | 1482753 | 40.9 |  | New SCR | 0.1362 | 0.06 | 45.2 |  |  | 45.2
NM | Cunningham | 2454 | 122B | Lea | 1965-07-01 | 1902 | 190.4 | 32.7131 | -103.3533 | ARP | Tangentially-fired | Pipeline Natural Gas | Other Oil | Overfire Air | Electric Utility | Electric Services | 0.2023 | 485.468 | 4254434.875 | 0.1975 | 495.543 | 4489547.2 | 0.1952 | 501.213 | 4702210.226 | 0.2105 | 437.763 | 3817164.543 | 0.1787 | 341.135 | 3498674.554 | 0.2352 | 564.694 | 4634361.3 | 0.1517 | 235.803 | 3131522.06 | 0.1919 | 319.195 | 3198283.441 | 0.2099 | 417.6 | 4033468.8 | 0.1291 | 275.4 | 3841944.6 | 57.8 |  | New SCR | 0.1291 | 0.06 | 119.4 |  |  | 119.4
NM | Cunningham | 2454 | 123T | Lea | 1998-06-22 | 1246 | 126.9 | 32.7131 | -103.3533 | ARP | Combustion turbine | Pipeline Natural Gas |  | Dry Low NOx Burners | Electric Utility |  | 0.0816 | 23.296 | 596525.425 | 0.0927 | 15.286 | 348889.746 | 0.0905 | 36.728 | 846365.278 | 0.0845 | 34.454 | 850370.135 | 0.1061 | 132.566 | 2538608.566 | 0.0811 | 55.682 | 1442374.197 | 0.0672 | 13.169 | 388894.984 | 0.0847 | 1.766 | 42071.42 | 0.0793 | 23.9 | 582580.7 | 0.0686 | 19.7 | 514483.9 | 12.7 | Dry Low NOx Burners | Low Ozone Season Rate | 0.0672 | 0.0672 | 20.3 |  |  | 20.3
NM | Cunningham | 2454 | 124T | Lea | 1998-06-15 | 1282 | 126.9 | 32.7131 | -103.3533 | ARP | Combustion turbine | Pipeline Natural Gas |  | Dry Low NOx Burners | Electric Utility |  | 0.0787 | 22.34 | 609710.675 | 0.092 | 26.484 | 640970.522 | 0.0808 | 25.786 | 648583.103 | 0.0807 | 28.65 | 725993.776 | 0.0726 | 48.501 | 1403061.38 | 0.0741 | 23.379 | 661764.017 | 0.0632 | 8.668 | 279477.387 | 0.0669 | 1.006 | 29932.38 | 0.0794 | 25 | 612870 | 0.0558 | 11.2 | 356908.4 | 13 | Dry Low NOx Burners | Low Ozone Season Rate | 0.0558 | 0.0558 | 17.6 |  |  | 17.6
NM | Escalante | 87 | 1 | McKinley | 1984-12-01 | 4400 | 257 | 35.4159 | -108.082 | ARP | Tangentially-fired | Coal | Natural Gas, Other Oil | Other | Electric Utility | Electric Services | 0.4002 | 1509.538 | 7539624.124 | 0.4086 | 1709.492 | 8362859.017 | 0.3834 | 1599.728 | 8327840.577 | 0.3676 | 936.088 | 4994466.382 | 0.3576 | 1435.54 | 7988596.574 | 0.3466 | 1453.782 | 8367424.369 | 0.3519 | 1564.719 | 8871327.568 | 0.3231 | 1413.098 | 8700984.419 | 0.3295 | 1379 | 8297389 | 0.352 | 1199.8 | 6827372.6 | 51.4 |  | New SCR | 0.3231 | 0.06 | 251.1 |  |  | 251.1
NM | Four Corners Steam Elec Station | 2442 | 1 | San Juan | 1963-05-15 | 2046.5 | 190 | 36.69 | -108.4814 | ARP | Dry bottom wall-fired boiler | Coal |  | Low NOx Burner Technology (Dry Bottom only) | Electric Utility | Electric Services | 0.8024 | 2478.003 | 6066354.317 | 0.7955 | 2484.021 | 6087111.068 | 0.7848 | 2505.788 | 6289946.177 | 0.815 | 2698.133 | 6599319.282 | 0.759 | 2278.556 | 5889648.982 | 0.7653 | 2385.749 | 6108346.643 | 0.7678 | 2213.045 | 5650200.04 | 0.7813 | 2504.984 | 6351684.752 | 0.7638 | 2306.6 | 5866419.3 | 0.7509 | 2010.1 | 5138429 | 78.1 |  | New SCR | 0.7509 | 0.07509 | 226.8 | Shutdown | Gas Combined Cycle Replacement | 27.9 | 2278.7
NM | Four Corners Steam Elec Station | 2442 | 2 | San Juan | 1963-05-15 | 2118.8 | 190 | 36.69 | -108.4814 | ARP | Dry bottom wall-fired boiler | Coal |  | Low NOx Burner Technology (Dry Bottom only) | Electric Utility | Electric Services | 0.6332 | 1812.799 | 5632292.402 | 0.6988 | 1825.66 | 5154831.304 | 0.656 | 2165.605 | 6563049.818 | 0.6671 | 2103.22 | 6261103.595 | 0.6634 | 2125.913 | 6369810.742 | 0.6459 | 1972.142 | 6014729.879 | 0.6375 | 1964.57 | 6101806.208 | 0.6233 | 1585.149 | 4946914.136 | 0.653 | 2049.3 | 6219467.7 | 0.6582 | 1740.8 | 5143081.8 | 79.9 |  | New SCR | 0.6233 | 0.06233 | 195.6 | Shutdown | Gas Combined Cycle Replacement | 29.5 | 2019.7
NM | Four Corners Steam Elec Station | 2442 | 3 | San Juan | 1964-08-15 | 3522 | 253.4 | 36.69 | -108.4814 | ARP | Dry bottom wall-fired boiler | Coal |  | Low NOx Burner Technology (Dry Bottom only) | Electric Utility | Electric Services | 0.5895 | 2448.156 | 8079296.087 | 0.6108 | 2630.368 | 8523291.202 | 0.6008 | 2584.945 | 8473494.444 | 0.629 | 2793.847 | 8764977.703 | 0.6088 | 2815.301 | 9136632.876 | 0.5876 | 2770.379 | 9382281.993 | 0.5649 | 2608.471 | 9136233.093 | 0.5739 | 2523.24 | 8638925.453 | 0.6155 | 2791.8 | 8966757.6 | 0.6125 | 2831.6 | 9148185.7 | 69.3 |  | New SCR | 0.5649 | 0.06 | 272.1 | Shutdown | Gas Combined Cycle Replacement | 42.6 | 2749.2
NM | Four Corners Steam Elec Station | 2442 | 4 | San Juan | 1969-06-30 | 8455.8 | 818.1 | 36.69 | -108.4814 | ARP | Cell burner boiler | Coal |  | Low NOx Cell Burner | Electric Utility | Electric Services | 0.5619 | 6622.799 | 23400000 | 0.4678 | 5746.728 | 24500000 | 0.4643 | 5666.767 | 24200000 | 0.481 | 5570.05 | 22700000 | 0.4961 | 4294.888 | 17000000 | 0.497 | 6066.345 | 24300000 | 0.4847 | 5255.144 | 21300000 | 0.4656 | 4872.002 | 20400000 | 0.4857 | 5720.9 | 23200000 | 0.4942 | 4921.8 | 19100000 | 74.8 |  | New SCR | 0.4643 | 0.06 | 706.7 |  |  | 706.7
NM | Four Corners Steam Elec Station | 2442 | 5 | San Juan | 1970-05-01 | 8257.9 | 818.1 | 36.69 | -108.4814 | ARP | Cell burner boiler | Coal |  | Low NOx Cell Burner | Electric Utility | Electric Services | 0.4847 | 5863.664 | 23800000 | 0.5 | 5640.513 | 22400000 | 0.46 | 5043.28 | 21600000 | 0.5025 | 6297.074 | 24800000 | 0.4826 | 5684.304 | 23200000 | 0.4721 | 4592.878 | 18800000 | 0.4905 | 5785.191 | 23300000 | 0.4951 | 5396.254 | 21400000 | 0.466 | 4512.8 | 18400000 | 0.4707 | 5122.2 | 21400000 | 60.6 |  | New SCR | 0.46 | 0.06 | 581.1 |  |  | 581.1
NM | Hobbs Generating Station | 56458 | HOBB1 | Lea | 2008-06-22 | 2240 | 196.9 | 32.7282 | -103.3095 | ARP | Combined cycle | Pipeline Natural Gas |  | Dry Low NOx Burners<br>Selective Catalytic Reduction | Electric Utility | [19 empty] | 0.0056 | 15.136 | 5571768.375 | 0.006 | 14.442 | 5084538.02 | 0.0064 | 16.6 | 5613899.6 | 0.0088 | 19.3 | 5324778.9 | 68.3 | Dry Low NOx Burners<br>Selective Catalytic Reduction | Existing SCR | 0.0056 | 0.0056 | 14.5 |  |  | 14.5
NM | Hobbs Generating Station | 56458 | HOBB2 | Lea | 2008-07-04 | 2240 | 196.9 | 32.7282 | -103.3095 | ARP | Combined cycle | Pipeline Natural Gas |  | Dry Low NOx Burners<br>Selective Catalytic Reduction | Electric Utility | [19 empty] | 0.006 | 14.821 | 5405960.092 | 0.0075 | 12.919 | 4221314.656 | 0.0069 | 15.8 | 5306944.8 | 0.0069 | 17.4 | 5342878.1 | 64.5 | Dry Low NOx Burners<br>Selective Catalytic Reduction | Existing SCR | 0.006 | 0.006 | 13.7 |  |  | 13.7
NM | Lordsburg Generating Station | 7967 | 1 | Hidalgo | 2002-07-01 | 410 | 44 | 32.3494 | -108.6975 | ARP | Combustion turbine | Pipeline Natural Gas |  | Water Injection | Electric Utility |  | 0.1251 | 11.058 | 253749.275 | 0.1103 | 7.276 | 162255.2 | 0.1064 | 9.58 | 208606.975 | 0.1068 | 11.305 | 245446 | 0.1098 | 16.802 | 362186.825 | 0.1154 | 7.732 | 157175.875 | 0.1283 | 6.627 | 123452.025 | 0.1131 | 5.701 | 122918.225 | 0.1116 | 3.8 | 83546 | 0.1202 | 3.2 | 64737.7 | 5.5 | Water Injection | Low Ozone Season Rate | 0.1064 | 0.1064 | 3.6 |  |  | 3.6
NM | Lordsburg Generating Station | 7967 | 2 | Hidalgo | 2002-07-01 | 410 | 44 | 32.3494 | -108.6975 | ARP | Combustion turbine | Pipeline Natural Gas |  | Water Injection | Electric Utility |  | 0.1254 | 10.737 | 240397.925 | 0.1167 | 7.864 | 167361.85 | 0.1158 | 10.528 | 208910.05 | 0.1051 | 12.247 | 267349.3 | 0.1175 | 15.668 | 312578.5 | 0.1298 | 9.49 | 168394.575 | 0.1391 | 8.812 | 151321.975 | 0.1149 | 5.704 | 119419.9 | 0.1164 | 4.7 | 96672.2 | 0.1236 | 3.4 | 65840.6 | 6.4 | Water Injection | Low Ozone Season Rate | 0.1051 | 0.1051 | 4.2 |  |  | 4.2
NM | Luna Energy Facility | 55343 | CTG1 | Luna | 2005-12-14 | 2381.2 | 175 | 32.2983 | -107.78 | ARP | Combined cycle | Pipeline Natural Gas |  | Dry Low NOx Burners<br>Selective Catalytic Reduction | Electric Utility | [10 empty] | 0.0224 | 27.406 | 4129177.345 | 0.0109 | 25.41 | 5185222.544 | 0.0244 | 19.005 | 2996323.772 | 0.025 | 17.195 | 2507613.497 | 0.0206 | 18.623 | 3122902.833 | 0.0258 | 23.8 | 3368004.8 | 0.0231 | 18.3 | 2887994.7 | 38.5 | Dry Low NOx Burners<br>Selective Catalytic Reduction | Existing SCR | 0.0109 | 0.0109 | 10.1 |  |  | 10.1
NM | Luna Energy Facility | 55343 | CTG2 | Luna | 2005-12-11 | 2381.2 | 175 | 32.2983 | -107.78 | ARP | Combined cycle | Pipeline Natural Gas |  | Dry Low NOx Burners<br>Selective Catalytic Reduction | Electric Utility | [10 empty] | 0.0227 | 31.621 | 4240514.311 | 0.0241 | 26.064 | 3769050.802 | 0.0265 | 26.767 | 3699585.027 | 0.0242 | 14.297 | 2273935.353 | 0.0209 | 18.244 | 3122951.611 | 0.024 | 20.6 | 3204346 | 0.0233 | 18.6 | 2964021.5 | 36.6 | Dry Low NOx Burners<br>Selective Catalytic Reduction | Existing SCR | 0.0209 | 0.0209 | 18 |  |  | 18
NM | Maddox | 2446 | 051B | Lea | 1967-07-01 | 2155 | 113.6 | 32.7131 | -103.31 | ARP | Tangentially-fired | Pipeline Natural Gas |  | Overfire Air | Electric Utility | Electric Services | 0.1549 | 227.47 | 2719905.25 | 0.1452 | 216.99 | 2773306.92 | 0.1587 | 250.08 | 3036463.314 | 0.1576 | 300.935 | 3602822.488 | 0.1418 | 173.164 | 2310466.539 | 0.1563 | 217.26 | 2660835.647 | 0.1366 | 150.441 | 2042359.777 | 0.1422 | 154.098 | 2026114.377 | 0.1528 | 161.5 | 1961029.3 | 0.1556 | 194 | 2308557.9 | 24.8 |  | New SCR | 0.1366 | 0.06 | 63.4 |  |  | 63.4
NM | Milagro Cogeneration and Gas Plant | 54814 | 2 | San Juan | 1995-11-07 | 634.9 | 30.4 | 36.7367 | -107.9417 | ARP | Combustion turbine | Pipeline Natural Gas |  | Dry Low NOx Burners | Electric Utility |  | 0.026 | 21.928 | 1775536.975 | 0.0249 | 22.148 | 1792596.575 | 0.0293 | 26.431 | 1814701.2 | 0.0254 | 20.949 | 1675740.35 | 0.028 | 24.981 | 1773460.25 | 0.0256 | 11.466 | 892132.475 | 0.0259 | 19.462 | 1495502.335 | 0.0305 | 20.47 | 1326961.157 | 0.0351 | 13.6 | 772732.8 | 0.0405 | 13 | 649297.6 | 33.1 | Dry Low NOx Burners | Low Ozone Season Rate | 0.0249 | 0.0249 | 9.6 |  |  | 9.6
NM | Person Generating Project | 55039 | GT-1 | Bernalillo | 2000-05-15 | 2600 | 150 | 35.026 | -106.644 | ARP | Combustion turbine | Pipeline Natural Gas | Diesel Oil | Dry Low NOx Burners<br>Water Injection | Electric Utility |  | 0.1004 | 1.577 | 57291.45 | 0.0988 | 1.434 | 42923.3 | 0.3196 | 1.863 | 36559.275 | 0.1336 | 12.979 | 284755.175 | 0.7109 | 19.522 | 63805.678 | 0.3215 | 2.087 | 25716.815 | 0.3003 | 0.744 | 13517.572 | 0.1308 | 0.604 | 22326.279 | 1.8078 | 81.2 | 88933.1 | 0.5066 | 6.2 | 24819 | 0.9 | Dry Low NOx Burners<br>Water Injection | Low Ozone Season Rate | 0.0988 | 0.0988 | 4.4 |  |  | 4.4
NM | Pyramid Generating Station | 7975 | 1 | Hidalgo | 2003-02-22 | 500 | 46.5 | 32.2363 | -108.5494 | ARP | Combustion turbine | Pipeline Natural Gas | Diesel Oil | Water Injection | Electric Utility |  | 0.1202 | 8.624 | 183887.425 | 0.134 | 2.74 | 54446.325 | 0.0942 | 7.711 | 189113.525 | 0.1189 | 4.437 | 96008.175 | 0.121 | 7.694 | 150663.825 | 0.1527 | 1.607 | 28205.585 | 0.1376 | 4.645 | 83584.529 | 0.1738 | 1.499 | 25082.563 | 0.1505 | 1.5 | 28326.5 | 0.1236 | 10.5 | 187313.4 | 1.5 | Water Injection | Low Ozone Season Rate | 0.0942 | 0.0942 | 1 |  |  | 1
NM | Pyramid Generating Station | 7975 | 2 | Hidalgo | 2003-03-04 | 500 | 46.5 | 32.2363 | -108.5494 | ARP | Combustion turbine | Pipeline Natural Gas | Diesel Oil | Water Injection | Electric Utility |  | 0.1084 | 8.479 | 208637.5 | 0.0964 | 1.378 | 36177.5 | 0.0925 | 3.484 | 89937.8 | 0.1298 | 2.711 | 53320.75 | 0.1139 | 2.689 | 60885.225 | 0.1287 | 3.758 | 74151.411 | 0.1527 | 1.36 | 25182.034 | 0.1077 | 2.925 | 69974.011 | 0.1852 | 2.3 | 33137 | 0.1224 | 23.1 | 391015.4 | 1.8 | Water Injection | Low Ozone Season Rate | 0.0925 | 0.0925 | 1.1 |  |  | 1.1
NM | Pyramid Generating Station | 7975 | 3 | Hidalgo | 2003-03-10 | 500 | 46.5 | 32.2363 | -108.5494 | ARP | Combustion turbine | Pipeline Natural Gas | Diesel Oil | Water Injection | Electric Utility |  | 0.1205 | 6.639 | 145406.325 | 0.1293 | 0.773 | 16372.45 | 0.0926 | 4.104 | 109357.65 | 0.0987 | 1.951 | 49275.625 | 0.0997 | 0.823 | 20740.5 | 0.1589 | 1.055 | 20470.79 | 0.1452 | 0.936 | 19423.247 | 0.129 | 0.703 | 15876.387 | 0.1209 | 0.4 | 9686.5 | 0.0951 | 31.3 | 673440.5 | 0.5 | Water Injection | Low Ozone Season Rate | 0.0926 | 0.0926 | 0.3 |  |  | 0.3
NM | Pyramid Generating Station | 7975 | 4 | Hidalgo | 2003-03-18 | 500 | 46.5 | 32.2363 | -108.5494 | ARP | Combustion turbine | Pipeline Natural Gas | Diesel Oil | Water Injection | Electric Utility |  | 0.1205 | 4.293 | 105486.475 | 0.0841 | 0.376 | 10639.725 | 0.1034 | 1.625 | 40087.9 | 0.1345 | 1.639 | 31980.05 | 0.1174 | 21.08 | 402618.225 | 0.1239 | 1.936 | 37884.276 | 0.1202 | 3.728 | 72698.101 | 0.1053 | 14.376 | 317651.321 | 0.1208 | 14.5 | 272767.9 | 0.119 | 13 | 270161.3 | 14.9 | Water Injection | Low Ozone Season Rate | 0.0841 | 0.0841 | 10.1 |  |  | 10.1
NM | Reeves Generating Station | 2450 | 1 | Bernalillo | 1960-10-01 | 623.4 | 44 | 35.1716 | -106.6019 | ARP | Dry bottom wall-fired boiler | Pipeline Natural Gas |  |  | Electric Utility | Electric Services | 0.2246 | 48.039 | 386721.95 | 0.2154 | 33.5 | 270844.975 | 0.2156 | 21.231 | 170813.225 | 0.2217 | 21.187 | 166919 | 0.2058 | 20.056 | 168876.65 | 0.2144 | 11.736 | 93221.623 | 0.2078 | 16.791 | 144869.62 | 0.16 | 17.223 | 192281.522 | 0.1788 | 25.6 | 267160.6 | 0.1675 | 19.8 | 192111.4 | 11.7 |  | New SNCR | 0.16 | 0.096 | 13.8 |  |  | 13.8
NM | Reeves Generating Station | 2450 | 2 | Bernalillo | 1958-10-01 | 623.4 | 44 | 35.1716 | -106.6019 | ARP | Dry bottom wall-fired boiler | Pipeline Natural Gas |  |  | Electric Utility | Electric Services | 0.2177 | 57.096 | 488544.175 | 0.2155 | 34.811 | 295953.325 | 0.2109 | 35.434 | 309065.5 | 0.1998 | 20.298 | 182500.025 | 0.1978 | 22.413 | 200857.275 | 0.177 | 5.914 | 56652.877 | 0.1961 | 17.823 | 162247.294 | 0.1898 | 21.989 | 203557.288 | 0.1838 | 20.9 | 207876.2 | 0.182 | 18.2 | 167315 | 9.1 |  | New SNCR | 0.177 | 0.1062 | 12.1 |  |  | 12.1
NM | Reeves Generating Station | 2450 | 3 | Bernalillo | 1962-10-01 | 872 | 66 | 35.1716 | -106.6019 | ARP | Dry bottom wall-fired boiler | Pipeline Natural Gas |  |  | Electric Utility | Electric Services | 0.2267 | 90.892 | 759698.575 | 0.2316 | 73.061 | 603294.5 | 0.2152 | 55.521 | 483259.375 | 0.2008 | 27.404 | 255527.575 | 0.2141 | 44.162 | 384048.35 | 0.2024 | 26.045 | 231648.777 | 0.1995 | 34.66 | 322593.812 | 0.1972 | 47.189 | 453890.473 | 0.1971 | 39 | 378562.5 | 0.1906 | 40.9 | 379277.7 | 11.8 |  | New SNCR | 0.1906 | 0.11436 | 22.6 |  |  | 22.6
NM | Rio Grande | 2444 | 6 | Dona Ana | 1957-01-01 | 610 | 50 | 31.8047 | -106.5472 | ARP | Dry bottom wall-fired boiler | Pipeline Natural Gas | Diesel Oil |  | Electric Utility | Electric Services | 0.2375 | 152.042 | 1292722.7 | 0.2214 | 94.443 | 830362.275 | 0.2415 | 115.5 | 940852.85 | 0.2255 | 92.768 | 809616.825 | 0.2135 | 104.52 | 992532.85 | 0.1815 | 96.572 | 1058489.209 | 0.122 | 33.969 | 538596.015 | 0.1793 | 84.411 | 919744.588 | 0.1843 | 73.4 | 766545.4 | 0.1588 | 55.6 | 637212 | 34.2 |  | New SNCR | 0.122 | 0.0732 | 29.2 |  |  | 29.2
NM | Rio Grande | 2444 | 7 | Dona Ana | 1958-01-01 | 615 | 50 | 31.8047 | -106.5472 | ARP | Dry bottom wall-fired boiler | Pipeline Natural Gas | Diesel Oil |  | Electric Utility | Electric Services | 0.112 | 23.503 | 404517.125 | 0.0913 | 39.866 | 833231.25 | 0.1174 | 49.882 | 811611.225 | 0.1041 | 52.081 | 974951.225 | 0.12 | 61.79 | 1001951.86 | 0.1257 | 46.595 | 737788.19 | 0.1098 | 24.855 | 451505.532 | 0.107 | 44.124 | 817928.226 | 0.1123 | 44.3 | 778391.9 | 0.1256 | 56.2 | 883835.9 | 34.5 |  | Low Ozone Season Rate | 0.0913 | 0.0913 | 36.1 |  |  | 36.1
NM | Rio Grande | 2444 | 8 | Dona Ana | 1968-01-01 | 1569 | 166.5 | 31.8047 | -106.5472 | ARP | Dry bottom wall-fired boiler | Pipeline Natural Gas | Diesel Oil |  | Electric Utility | Electric Services | 0.2423 | 356.411 | 2895551.375 | 0.2325 | 306.173 | 2588426.925 | 0.2319 | 302.989 | 2608568.7 | 0.2099 | 224.181 | 2039166.05 | 0.1906 | 250.84 | 2489354.581 | 0.1874 | 266.285 | 2723961.505 | 0.1824 | 195.186 | 2096294.188 | 0.1918 | 294.004 | 2980537.659 | 0.1581 | 200.5 | 2416753.7 | 0.1613 | 252.2 | 3035496.3 | 41.9 |  | New SCR | 0.1581 | 0.06 | 76.1 |  |  | 76.1
NM | San Juan | 2451 | 1 | San Juan | 1976-12-01 | 4709.7 | 369 | 36.8006 | -108.4386 | ARP | Dry bottom wall-fired boiler | Coal |  | Low NOx Burner Technology w/ Overfire Air | Electric Utility | Electric Services | 0.4183 | 2380.719 | 11300000 | 0.4193 | 2274.112 | 10900000 | 0.4285 | 2331.362 | 10900000 | 0.4311 | 2492.961 | 11600000 | 0.4362 | 2456.243 | 11200000 | 0.4316 | 2132.354 | 9879219.132 | 0.2875 | 1747.107 | 12100000 | 0.28 | 1561.524 | 11000000 | 0.2823 | 1755.7 | 12300000 | 0.2847 | 1583.9 | 11000000 | 71.3 |  | New SCR | 0.28 | 0.06 | 373.2 |  |  | 373.2
NM | San Juan | 2451 | 2 | San Juan | 1973-11-01 | 6770 | 369 | 36.8006 | -108.4386 | ARP | Dry bottom wall-fired boiler | Coal |  | Overfire Air | Electric Utility | Electric Services | 0.4588 | 2467.343 | 10600000 | 0.4528 | 2587.385 | 11400000 | 0.4588 | 2381.726 | 10400000 | 0.4713 | 2632.448 | 11100000 | 0.4491 | 2337.319 | 10400000 | 0.4318 | 2165.952 | 10100000 | 0.2788 | 1488.669 | 10500000 | 0.2817 | 1511.628 | 10500000 | 0.2728 | 1434.5 | 10300000 | 0.2982 | 1852.4 | 12300000 | 41.6 |  | New SCR | 0.2728 | 0.06 | 315.5 | Shutdown | Gas Combined Cycle Replacement | 48.9 | 1385.6
NM | San Juan | 2451 | 3 | San Juan | 1979-12-01 | 7213.9 | 555 | 36.8006 | -108.4386 | ARP | Dry bottom wall-fired boiler | Coal |  | Low NOx Burner Technology w/ Overfire Air | Electric Utility | Electric Services | 0.4196 | 3408.314 | 16100000 | 0.3995 | 3376.586 | 16900000 | 0.4115 | 3176.974 | 15500000 | 0.4181 | 3754.862 | 18100000 | 0.4181 | 3461.297 | 16500000 | 0.2867 | 2449.898 | 16800000 | 0.2733 | 2455.566 | 17800000 | 0.2668 | 1925.344 | 14000000 | 0.2698 | 2056 | 15000000 | 0.2786 | 2281.4 | 16000000 | 56.4 |  | New SCR | 0.2668 | 0.06 | 457.2 | Shutdown | Gas Combined Cycle Replacement | 71.3 | 1984.7
NM | San Juan | 2451 | 4 | San Juan | 1982-04-01 | 7749.9 | 555 | 36.8006 | -108.4386 | ARP | Dry bottom wall-fired boiler | Coal |  | Low NOx Burner Technology w/ Overfire Air | Electric Utility | Electric Services | 0.4042 | 3318.627 | 16100000 | 0.4175 | 3515.644 | 16800000 | 0.4157 | 3602.042 | 17300000 | 0.4207 | 3696.797 | 17500000 | 0.4198 | 2677.644 | 12700000 | 0.3214 | 2826.887 | 17300000 | 0.285 | 2660.01 | 18400000 | 0.2803 | 2521.276 | 17800000 | 0.2737 | 2191.5 | 15700000 | 0.2704 | 2263.6 | 16600000 | 55.3 |  | New SCR | 0.2704 | 0.06 | 480.4 |  |  | 480.4
NM | Valencia Power Plant | 55802 | CTG1 | Valencia | 2008-05-20 | 1629.4 | 159.5 | 34.6063 | -106.732 | ARP | Combustion turbine | Pipeline Natural Gas |  | Dry Low NOx Burners | Electric Utility | [19 empty] | 0.0475 | 6.649 | 395698.377 | 0.0456 | 14.12 | 791752.245 | 0.0465 | 15.3 | 890466.9 | 0.0461 | 8.5 | 492863.6 | 14.9 | Dry Low NOx Burners | Low Ozone Season Rate | 0.0456 | 0.0456 | 15 |  |  | 15
NV | Apex Generating Station | 55514 | CTG01 | Clark | 2003-03-31 | 2410 | 174 | 36.4178 | -114.9622 | ARP | Combined cycle | Pipeline Natural Gas |  | Dry Low NOx Burners<br>Selective Catalytic Reduction | Electric Utility |  | 0.0354 | 21.792 | 2387554.725 | 0.0316 | 35.874 | 4056734.675 | 0.0354 | 30.953 | 3659884.475 | 0.0361 | 36.511 | 4482259.65 | 0.0428 | 21.184 | 2161408.675 | 0.0319 | 30.871 | 4274915.43 | 0.017 | 27.337 | 4831420.471 | 0.0216 | 14.628 | 2216987.88 | 0.045 | 20.8 | 2098832 | 0.0396 | 28.4 | 3107686.1 | 23.7 | Dry Low NOx Burners<br>Selective Catalytic Reduction | Existing SCR | 0.017 | 0.017 | 7.9 |  |  | 7.9
NV | Apex Generating Station | 55514 | CTG02 | Clark | 2003-03-31 | 2410 | 174 | 36.4178 | -114.9622 | ARP | Combined cycle | Pipeline Natural Gas |  | Dry Low NOx Burners<br>Selective Catalytic Reduction | Electric Utility |  | 0.0239 | 24.369 | 3685281.05 | 0.0292 | 32.518 | 4131950.425 | 0.0342 | 32.061 | 3810709.4 | 0.0371 | 35.579 | 4257131.975 | 0.0446 | 19.033 | 1956025.325 | 0.0318 | 30.44 | 3970728.432 | 0.0173 | 28.347 | 4896050.576 | 0.0158 | 18.995 | 3220797.606 | 0.0395 | 18.4 | 2028814.7 | 0.0359 | 30.1 | 3522678 | 22.9 | Dry Low NOx Burners<br>Selective Catalytic Reduction | Existing SCR | 0.0158 | 0.0158 | 7.4 |  |  | 7.4
NV | Chuck Lenzie Generating Station | 55322 | CTG-1 | Clark | 2005-08-31 | 2381 | 201.5 | 36.3853 | -114.9228 | ARP | Combined cycle | Pipeline Natural Gas |  | Dry Low NOx Burners<br>Selective Catalytic Reduction | Electric Utility | [10 empty] | 0.0097 | 15.87 | 3677194.948 | 0.0094 | 24.608 | 5490095.016 | 0.01 | 28.428 | 5786611.304 | 0.0111 | 26.666 | 5244911.242 | 0.0138 | 31.024 | 5378693.495 | 0.0137 | 25.5 | 4881882.5 | 0.0097 | 25.3 | 5470333.8 | 55.8 | Dry Low NOx Burners<br>Selective Catalytic Reduction | Existing SCR | 0.0094 | 0.0094 | 17.5 |  |  | 17.5
NV | Chuck Lenzie Generating Station | 55322 | CTG-2 | Clark | 2005-09-12 | 2381 | 201.5 | 36.3853 | -114.9228 | ARP | Combined cycle | Pipeline Natural Gas |  | Dry Low NOx Burners<br>Selective Catalytic Reduction | Electric Utility | [10 empty] | 0.009 | 15.15 | 3829878.395 | 0.0095 | 25.078 | 5586266.218 | 0.01 | 27.781 | 5660966.129 | 0.0114 | 26.494 | 5163430.761 | 0.0119 | 31.336 | 5655307.277 | 0.0132 | 27.9 | 5158065.2 | 0.0109 | 27.3 | 5323464 | 59 | Dry Low NOx Burners<br>Selective Catalytic Reduction | Existing SCR | 0.009 | 0.009 | 19 |  |  | 19
NV | Chuck Lenzie Generating Station | 55322 | CTG-3 | Clark | 2005-11-22 | 2381 | 201.5 | 36.3853 | -114.9228 | ARP | Combined cycle | Pipeline Natural Gas |  | Dry Low NOx Burners<br>Selective Catalytic Reduction | Electric Utility | [10 empty] | 0.0098 | 23.642 | 5653559.528 | 0.0095 | 23.887 | 5375648.735 | 0.0102 | 28.536 | 5788668.965 | 0.0115 | 30.773 | 5871255.912 | 0.0109 | 29.357 | 5695152.247 | 0.0152 | 27.3 | 4755320.6 | 0.0096 | 25.8 | 5678715.6 | 54.4 | Dry Low NOx Burners<br>Selective Catalytic Reduction | Existing SCR | 0.0095 | 0.0095 | 17.1 |  |  | 17.1
NV | Chuck Lenzie Generating Station | 55322 | CTG-4 | Clark | 2005-12-02 | 2381 | 201.5 | 36.3853 | -114.9228 | ARP | Combined cycle | Pipeline Natural Gas |  | Dry Low NOx Burners<br>Selective Catalytic Reduction | Electric Utility | [10 empty] | 0.0095 | 22.496 | 5509631.205 | 0.0093 | 24.883 | 5578695.817 | 0.0097 | 27.903 | 5779831.106 | 0.0117 | 27.939 | 5465426.736 | 0.013 | 28.415 | 5350339.177 | 0.0134 | 26.8 | 4994017.1 | 0.0102 | 25.9 | 5526209.1 | 57.1 | Dry Low NOx Burners<br>Selective Catalytic Reduction | Existing SCR | 0.0093 | 0.0093 | 18.6 |  |  | 18.6
NV | Clark | 2322 | 1 | Clark | 1955-12-31 | 579 | 50 | 36.0875 | -115.0507 | ARP | Dry bottom wall-fired boiler | Pipeline Natural Gas | Residual Oil |  | Electric Utility | Electric Services | 0.1668 | 86.689 | 981943.499 | 0.1821 | 29.094 | 298625.94 | 0.2148 | 21.71 | 189788.547 | [17 empty] | 0 |  |  |  | 0 |  | New SNCR | 0.1668 | 0.10008 | 0 |  |  | 0
NV | Clark | 2322 | 2 | Clark | 1957-07-01 | 810 | 65 | 36.0875 | -115.0507 | ARP | Dry bottom wall-fired boiler | Pipeline Natural Gas | Residual Oil |  | Electric Utility | Electric Services | 0.3202 | 247.29 | 1462707.271 | 0.3172 | 93.661 | 513217.323 | 0.2319 | 68.723 | 529936.512 | [17 empty] | 0 |  |  |  | 0 |  | New SNCR | 0.2319 | 0.13914 | 0 |  |  | 0
NV | Clark | 2322 | 3 | Clark | 1961-07-01 | 902 | 75 | 36.0875 | -115.0507 | ARP | Tangentially-fired | Pipeline Natural Gas | Residual Oil |  | Electric Utility | Electric Services | 0.1389 | 105.008 | 1421773.062 | 0.1324 | 42.375 | 586599.156 | 0.1361 | 18.288 | 250841.715 | [17 empty] | 0 |  |  |  | 0 |  | New SNCR | 0.1324 | 0.07944 | 0 |  |  | 0
NV | Clark | 2322 | 11A | Clark | 2008-07-23 | 328.4 | 60.5 | 36.0875 | -115.0507 | ARP | Combustion turbine | Pipeline Natural Gas |  |  | Electric Utility | [19 empty] | 0.0377 | 1.233 | 92066.424 | 0.0359 | 0.645 | 54191.167 | 0.0475 | 0.4 | 27440.8 | 0.0545 | 0.3 | 11982.1 | 2.3 |  | Low Ozone Season Rate | 0.0359 | 0.0359 | 0.3 |  |  | 0.3
NV | Clark | 2322 | 11B | Clark | 2008-07-23 | 328.4 | 60.5 | 36.0875 | -115.0507 | ARP | Combustion turbine | Pipeline Natural Gas |  |  | Electric Utility | [19 empty] | 0.0374 | 1.065 | 81797.128 | 0.0358 | 0.607 | 53126.929 | 0.0487 | 0.4 | 28658.4 | 0.055 | 0.2 | 11434 | 2.4 |  | Low Ozone Season Rate | 0.0358 | 0.0358 | 0.3 |  |  | 0.3
NV | Clark | 2322 | 12A | Clark | 2008-07-23 | 328.4 | 60.5 | 36.0875 | -115.0507 | ARP | Combustion turbine | Pipeline Natural Gas |  |  | Electric Utility | [19 empty] | 0.0324 | 0.912 | 79286.266 | 0.0301 | 0.515 | 48590.725 | 0.0373 | 0.6 | 50402.3 | 0.0378 | 0.8 | 56757.6 | 4.2 |  | Low Ozone Season Rate | 0.0301 | 0.0301 | 0.5 |  |  | 0.5
NV | Clark | 2322 | 12B | Clark | 2008-07-23 | 328.4 | 60.5 | 36.0875 | -115.0507 | ARP | Combustion turbine | Pipeline Natural Gas |  |  | Electric Utility | [19 empty] | 0.0324 | 0.839 | 77038.573 | 0.031 | 0.519 | 49761.476 | 0.0375 | 0.6 | 50915.2 | 0.0377 | 0.8 | 58579.3 | 4.2 |  | Low Ozone Season Rate | 0.031 | 0.031 | 0.5 |  |  | 0.5
NV | Clark | 2322 | 13A | Clark | 2008-07-29 | 328.4 | 60.5 | 36.0875 | -115.0507 | ARP | Combustion turbine | Pipeline Natural Gas |  |  | Electric Utility | [19 empty] | 0.0519 | 0.81 | 50563.743 | 0.0399 | 0.4 | 29405.23 | 0.0347 | 0.4 | 32571.1 | 0.0418 | 0.2 | 17466.1 | 2.7 |  | Low Ozone Season Rate | 0.0347 | 0.0347 | 0.4 |  |  | 0.4
NV | Clark | 2322 | 13B | Clark | 2008-07-29 | 328.4 | 60.5 | 36.0875 | -115.0507 | ARP | Combustion turbine | Pipeline Natural Gas |  |  | Electric Utility | [19 empty] | 0.0542 | 0.758 | 47137.039 | 0.0393 | 0.392 | 29679.813 | 0.0348 | 0.4 | 32583.1 | 0.0414 | 0.2 | 17692.4 | 2.7 |  | Low Ozone Season Rate | 0.0348 | 0.0348 | 0.4 |  |  | 0.4
NV | Clark | 2322 | 14A | Clark | 2008-07-23 | 328.4 | 60.5 | 36.0875 | -115.0507 | ARP | Combustion turbine | Pipeline Natural Gas |  |  | Electric Utility | [19 empty] | 0.0391 | 0.954 | 74172.295 | 0.037 | 0.381 | 32684.167 | 0.0433 | 0.5 | 35659.3 | 0.0514 | 0.6 | 33050.7 | 3 |  | Low Ozone Season Rate | 0.037 | 0.037 | 0.5 |  |  | 0.5
NV | Clark | 2322 | 14B | Clark | 2008-07-23 | 328.4 | 60.5 | 36.0875 | -115.0507 | ARP | Combustion turbine | Pipeline Natural Gas |  |  | Electric Utility | [19 empty] | 0.0384 | 0.825 | 66349.74 | 0.0375 | 0.366 | 31819.648 | 0.0436 | 0.5 | 34949.5 | 0.0519 | 0.5 | 30863.3 | 2.9 |  | Low Ozone Season Rate | 0.0375 | 0.0375 | 0.5 |  |  | 0.5
NV | Clark | 2322 | 15A | Clark | 2008-05-12 | 328.4 | 60.5 | 36.0875 | -115.0507 | ARP | Combustion turbine | Pipeline Natural Gas |  |  | Electric Utility | [19 empty] | 0.0313 | 0.752 | 64856.696 | 0.0356 | 0.446 | 35018.625 | 0.0364 | 0.5 | 35541.3 | 0.0429 | 0.4 | 23949.5 | 2.9 |  | Low Ozone Season Rate | 0.0313 | 0.0313 | 0.4 |  |  | 0.4
NV | Clark | 2322 | 15B | Clark | 2008-05-12 | 328.4 | 60.5 | 36.0875 | -115.0507 | ARP | Combustion turbine | Pipeline Natural Gas |  |  | Electric Utility | [19 empty] | 0.0314 | 0.724 | 63707.306 | 0.0357 | 0.444 | 34408.31 | 0.0366 | 0.4 | 34202.8 | 0.0419 | 0.4 | 23112.4 | 2.8 |  | Low Ozone Season Rate | 0.0314 | 0.0314 | 0.4 |  |  | 0.4
NV | Clark | 2322 | 16A | Clark | 2008-05-22 | 328.4 | 60.5 | 36.0875 | -115.0507 | ARP | Combustion turbine | Pipeline Natural Gas |  |  | Electric Utility | [19 empty] | 0.0321 | 1.037 | 95397.627 | 0.0418 | 0.562 | 44360.057 | 0.0421 | 0.4 | 33574 | 0.0522 | 0.3 | 17194.7 | 2.8 |  | Low Ozone Season Rate | 0.0321 | 0.0321 | 0.3 |  |  | 0.3
NV | Clark | 2322 | 16B | Clark | 2008-05-22 | 328.4 | 60.5 | 36.0875 | -115.0507 | ARP | Combustion turbine | Pipeline Natural Gas |  |  | Electric Utility | [19 empty] | 0.0317 | 0.987 | 93484.861 | 0.0426 | 0.532 | 42540.121 | 0.0421 | 0.4 | 32135.9 | 0.0531 | 0.3 | 17250.4 | 2.7 |  | Low Ozone Season Rate | 0.0317 | 0.0317 | 0.3 |  |  | 0.3
NV | Clark | 2322 | 17A | Clark | 2008-05-22 | 328.4 | 60.5 | 36.0875 | -115.0507 | ARP | Combustion turbine | Pipeline Natural Gas |  |  | Electric Utility | [19 empty] | 0.0376 | 0.942 | 72923.313 | 0.0427 | 0.59 | 44812.397 | 0.0429 | 0.4 | 27694.5 | 0.052 | 0.3 | 16444.9 | 2.3 |  | Low Ozone Season Rate | 0.0376 | 0.0376 | 0.3 |  |  | 0.3
NV | Clark | 2322 | 17B | Clark | 2008-05-22 | 328.4 | 60.5 | 36.0875 | -115.0507 | ARP | Combustion turbine | Pipeline Natural Gas |  |  | Electric Utility | [19 empty] | 0.0375 | 0.858 | 67235.618 | 0.0414 | 0.531 | 41438.776 | 0.0424 | 0.4 | 26418.8 | 0.0526 | 0.3 | 15769.7 | 2.2 |  | Low Ozone Season Rate | 0.0375 | 0.0375 | 0.3 |  |  | 0.3
NV | Clark | 2322 | 18A | Clark | 2008-05-12 | 328.4 | 60.5 | 36.0875 | -115.0507 | ARP | Combustion turbine | Pipeline Natural Gas |  |  | Electric Utility | [19 empty] | 0.0351 | 0.927 | 82750.119 | 0.0313 | 0.445 | 38982.404 | 0.0506 | 0.1 | 9311 | 0.0374 | 0.3 | 22446.4 | 0.8 |  | Low Ozone Season Rate | 0.0313 | 0.0313 | 0.1 |  |  | 0.1
NV | Clark | 2322 | 18B | Clark | 2008-05-12 | 328.4 | 60.5 | 36.0875 | -115.0507 | ARP | Combustion turbine | Pipeline Natural Gas |  |  | Electric Utility | [19 empty] | 0.0363 | 0.879 | 81129.696 | 0.0312 | 0.425 | 37520.791 | 0.0486 | 0.1 | 9225.8 | 0.0373 | 0.3 | 21683.5 | 0.8 |  | Low Ozone Season Rate | 0.0312 | 0.0312 | 0.1 |  |  | 0.1
NV | Clark | 2322 | 19A | Clark | 2008-04-11 | 328.4 | 60.5 | 36.0875 | -115.0507 | ARP | Combustion turbine | Pipeline Natural Gas |  |  | Electric Utility | [19 empty] | 0.0412 | 0.857 | 66736.272 | 0.0332 | 0.558 | 51867.217 | 0.0324 | 0.4 | 28576.5 | 0.0425 | 0.3 | 21134.8 | 2.4 |  | Low Ozone Season Rate | 0.0324 | 0.0324 | 0.4 |  |  | 0.4
NV | Clark | 2322 | 19B | Clark | 2008-04-11 | 328.4 | 60.5 | 36.0875 | -115.0507 | ARP | Combustion turbine | Pipeline Natural Gas |  |  | Electric Utility | [19 empty] | 0.0412 | 0.832 | 66533.967 | 0.0339 | 0.574 | 53458.892 | 0.0358 | 0.4 | 29398.6 | 0.0421 | 0.3 | 21177.7 | 2.4 |  | Low Ozone Season Rate | 0.0339 | 0.0339 | 0.4 |  |  | 0.4
NV | Clark | 2322 | 20A | Clark | 2008-04-10 | 328.4 | 60.5 | 36.0875 | -115.0507 | ARP | Combustion turbine | Pipeline Natural Gas |  |  | Electric Utility | [19 empty] | 0.0373 | 0.757 | 56753.34 | 0.0307 | 0.59 | 53270.541 | 0.039 | 0.1 | 10181.7 | 0.0375 | 0.3 | 22057.1 | 0.8 |  | Low Ozone Season Rate | 0.0307 | 0.0307 | 0.1 |  |  | 0.1
NV | Clark | 2322 | 20B | Clark | 2008-04-10 | 328.4 | 60.5 | 36.0875 | -115.0507 | ARP | Combustion turbine | Pipeline Natural Gas |  |  | Electric Utility | [19 empty] | 0.0374 | 0.75 | 57216.11 | 0.0309 | 0.562 | 52095.882 | 0.039 | 0.1 | 9995.4 | 0.0384 | 0.3 | 22275.9 | 0.8 |  | Low Ozone Season Rate | 0.0309 | 0.0309 | 0.1 |  |  | 0.1
NV | Clark | 2322 | 21A | Clark | 2008-04-20 | 328.4 | 60.5 | 36.0875 | -115.0507 | ARP | Combustion turbine | Pipeline Natural Gas |  |  | Electric Utility | [19 empty] | 0.0414 | 0.789 | 59166.799 | 0.0421 | 0.536 | 42138.433 | 0.0395 | 0.3 | 21285.9 | 0.0444 | 0.2 | 12532.1 | 1.8 |  | Low Ozone Season Rate | 0.0395 | 0.0395 | 0.3 |  |  | 0.3
NV | Clark | 2322 | 21B | Clark | 2008-04-20 | 328.4 | 60.5 | 36.0875 | -115.0507 | ARP | Combustion turbine | Pipeline Natural Gas |  |  | Electric Utility | [19 empty] | 0.041 | 0.742 | 56922.407 | 0.0419 | 0.488 | 38919.277 | 0.0355 | 0.3 | 20347.4 | 0.0447 | 0.2 | 12165.2 | 1.7 |  | Low Ozone Season Rate | 0.0355 | 0.0355 | 0.3 |  |  | 0.3
NV | Clark | 2322 | 22A | Clark | 2008-04-20 | 328.4 | 60.5 | 36.0875 | -115.0507 | ARP | Combustion turbine | Pipeline Natural Gas |  |  | Electric Utility | [19 empty] | 0.0402 | 0.813 | 69660.401 | 0.0311 | 0.478 | 45926.252 | 0.0326 | 0.1 | 7759.1 | 0.0469 | 0.3 | 19540.5 | 0.6 |  | Low Ozone Season Rate | 0.0311 | 0.0311 | 0.1 |  |  | 0.1
NV | Clark | 2322 | 22B | Clark | 2008-04-20 | 328.4 | 60.5 | 36.0875 | -115.0507 | ARP | Combustion turbine | Pipeline Natural Gas |  |  | Electric Utility | [19 empty] | 0.0402 | 0.828 | 68564.774 | 0.0306 | 0.464 | 44706.42 | 0.0328 | 0.1 | 7384 | 0.0473 | 0.3 | 19442.5 | 0.6 |  | Low Ozone Season Rate | 0.0306 | 0.0306 | 0.1 |  |  | 0.1
NV | Desert Star Energy Center | 55077 | EDE1 | Clark | 2000-04-19 | 1925 | 170 | 35.7867 | -114.9928 | ARP | Combined cycle | Pipeline Natural Gas |  | Selective Catalytic Reduction | Electric Utility |  | 0.0107 | 23.935 | 4507621.146 | 0.0129 | 28.014 | 4404688.246 | 0.0117 | 23.499 | 4042389.241 | 0.0123 | 29.495 | 4812432.916 | 0.0118 | 21.838 | 3696687.436 | 0.0127 | 34.481 | 5442950.109 | 0.0118 | 31.372 | 5330932.867 | 0.0122 | 31.677 | 5198063.478 | 0.0117 | 29.2 | 5037214.3 | 0.0121 | 28.2 | 4687788.5 | 71.3 | Selective Catalytic Reduction | Existing SCR | 0.0107 | 0.0107 | 26.7 |  |  | 26.7
NV | Desert Star Energy Center | 55077 | EDE2 | Clark | 2000-04-19 | 1925 | 170 | 35.7867 | -114.9928 | ARP | Combined cycle | Pipeline Natural Gas |  | Selective Catalytic Reduction | Electric Utility |  | 0.0107 | 23.837 | 4475876.942 | 0.0119 | 25.912 | 4455792.383 | 0.0124 | 26.021 | 4217561.668 | 0.0117 | 29.002 | 5002924.385 | 0.0117 | 22.745 | 3903271.481 | 0.0127 | 34.536 | 5462858.596 | 0.012 | 33.174 | 5537593.7 | 0.0122 | 33.476 | 5487340.8 | 0.0125 | 31.9 | 5119095.1 | 0.0117 | 25.6 | 4391890 | 72.4 | Selective Catalytic Reduction | Existing SCR | 0.0107 | 0.0107 | 27.3 |  |  | 27.3
NV | Fort Churchill | 2330 | 1 | Lyon | 1968-07-01 | 1320 | 115 | 39.1281 | -119.1319 | ARP | Dry bottom wall-fired boiler | Pipeline Natural Gas | Residual Oil |  | Electric Utility | Electric Services | 0.4094 | 595.308 | 2775018.05 | 0.4113 | 569.047 | 2642744.725 | 0.418 | 519.347 | 2326483.7 | 0.3692 | 337.079 | 1718333.225 | 0.4178 | 520.137 | 2366113 | 0.3934 | 422.212 | 2068365.869 | 0.3383 | 216.95 | 1195866.456 | 0.2755 | 82.92 | 507354.25 | 0.2982 | 63.7 | 361968.2 | 0.3385 | 195 | 1092442.4 | 7.5 |  | New SNCR | 0.2755 | 0.1653 | 35.3 |  |  | 35.3
NV | Fort Churchill | 2330 | 2 | Lyon | 1971-06-01 | 1320 | 115 | 39.1281 | -119.1319 | ARP | Dry bottom wall-fired boiler | Pipeline Natural Gas | Residual Oil |  | Electric Utility | Electric Services | 0.3077 | 382.374 | 2311963.525 | 0.3149 | 265.861 | 1571001.55 | 0.3137 | 354.078 | 2119284.5 | 0.3293 | 356.078 | 2042629.4 | 0.3363 | 384.27 | 2200102.95 | 0.3406 | 333.602 | 1909180.6 | 0.2749 | 107.213 | 673305.087 | 0.2566 | 59.986 | 383400.317 | 0.2355 | 5.1 | 37421.3 | 0.2778 | 121.6 | 806521.4 | 0.8 |  | New SNCR | 0.2355 | 0.1413 | 3 |  |  | 3
NV | Harry Allen | 7082 | **3 | Clark | 1995-07-25 | 960 |  | 36.425 | -114.9 | ARP | Combustion turbine | Pipeline Natural Gas |  | Dry Low NOx Burners<br>Water Injection | Electric Utility | [13 empty] | 0.047 | 5.478 | 307159.361 | 0.0485 | 3.64 | 214023.63 | 0.0552 | 1.283 | 68057.935 | 0.0548 | 0.593 | 34495.121 | 0.0725 | 0.4 | 19433.2 | 0.0414 | 2.2 | 146965.2 | 0.6 | Dry Low NOx Burners<br>Water Injection | Low Ozone Season Rate | 0.0414 | 0.0414 | 0.2 |  |  | 0.2
NV | Harry Allen | 7082 | **4 | Clark | 2006-04-04 | 1060 |  | 36.425 | -114.9 | ARP | Combustion turbine | Pipeline Natural Gas |  | Dry Low NOx Burners | Electric Utility | [13 empty] | 0.0292 | 4.052 | 382484.572 | 0.0321 | 1.986 | 171746.98 | 0.0342 | 0.829 | 58968.456 | 0.0407 | 1.392 | 88159.03 | 0.0337 | 0.6 | 48521.7 | 0.0358 | 2.2 | 191768.6 | 1.2 | Dry Low NOx Burners | Low Ozone Season Rate | 0.0292 | 0.0337 | 0.6 |  |  | 0.6
NV | Harry Allen | 7082 | **5 | Clark | 2011-01-23 | 2100 | 167.5 | 36.425 | -114.9 | ARP | Combined cycle | Pipeline Natural Gas |  | Dry Low NOx Burners<br>Selective Catalytic Reduction | Electric Utility | [25 empty] | 0.0077 | 14.8 | 4633951.9 | 0.0062 | 15.3 | 5129261.3 | 60.1 | Dry Low NOx Burners<br>Selective Catalytic Reduction | Existing SCR | 0.0062 | 0.0062 | 11.9 |  |  | 11.9
NV | Harry Allen | 7082 | **6 | Clark | 2011-02-02 | 2100 | 167.5 | 36.425 | -114.9 | ARP | Combined cycle | Pipeline Natural Gas |  | Dry Low NOx Burners<br>Selective Catalytic Reduction | Electric Utility | [25 empty] | 0.0133 | 15.3 | 3686821.9 | 0.0061 | 15.5 | 5219121.4 | 47.8 | Dry Low NOx Burners<br>Selective Catalytic Reduction | Existing SCR | 0.0061 | 0.0061 | 7 |  |  | 7
NV | Las Vegas Cogeneration | 10761 | 1 | Clark | 1994-05-15 | 420 | 49.8 | 36.2317 | -115.1235 | ARP | Combined cycle | Pipeline Natural Gas |  | Selective Catalytic Reduction | Electric Utility | [16 empty] | 0.0383 | 8.628 | 593359.021 | 0.0311 | 5.556 | 489231.005 | 0.0222 | 4.086 | 475995.682 | 0.0267 | 3.2 | 333757.9 | 0.0245 | 3.7 | 372904.7 | 21.6 | Selective Catalytic Reduction | Existing SCR | 0.0222 | 0.0222 | 2.7 |  |  | 2.7
NV | Las Vegas Cogeneration | 10761 | 2 | Clark | 2002-08-16 | 470 |  | 36.2317 | -115.1235 | ARP | Combined cycle | Pipeline Natural Gas |  | Selective Catalytic Reduction | Electric Utility |  | 0.0223 | 3.821 | 802612.47 | 0.0074 | 4.289 | 1329903.275 | 0.0072 | 4.37 | 1242401.006 | 0.0067 | 2.16 | 700171.312 | 0.0175 | 4.79 | 786882.078 | 0.016 | 3.115 | 724431.565 | 0.0157 | 2.312 | 601399.496 | 0.0159 | 1.962 | 458868.991 | 0.0129 | 1.2 | 311358.7 | 0.0137 | 2.1 | 555737.2 | 18 | Selective Catalytic Reduction | Existing SCR | 0.0067 | 0.0067 | 0.6 |  |  | 0.6
NV | Las Vegas Cogeneration | 10761 | 3 | Clark | 2002-08-16 | 470 |  | 36.2317 | -115.1235 | ARP | Combined cycle | Pipeline Natural Gas |  | Selective Catalytic Reduction | Electric Utility |  | 0.0281 | 4.35 | 819974.959 | 0.0068 | 4.386 | 1395468.364 | 0.0072 | 4.556 | 1296514.415 | 0.007 | 2.102 | 673765.136 | 0.0133 | 3.092 | 801092.284 | 0.0143 | 2.763 | 724581.127 | 0.0138 | 2.244 | 618873.37 | 0.0147 | 1.903 | 459081.254 | 0.0121 | 1.1 | 316056.9 | 0.0133 | 2.2 | 576475.9 | 18.3 | Selective Catalytic Reduction | Existing SCR | 0.0068 | 0.0068 | 0.6 |  |  | 0.6
NV | Las Vegas Cogeneration | 10761 | 4 | Clark | 2002-09-22 | 470 |  | 36.2317 | -115.1235 | ARP | Combined cycle | Pipeline Natural Gas |  | Selective Catalytic Reduction | Electric Utility |  | 0.0755 | 7.907 | 743529.874 | 0.0069 | 3.963 | 1345314.407 | 0.0063 | 3.764 | 1237739.513 | 0.007 | 1.771 | 575785.339 | 0.0127 | 2.66 | 732660.266 | 0.0146 | 2.88 | 751720.892 | 0.0159 | 2.436 | 622797.973 | 0.0163 | 1.91 | 459458.377 | 0.0139 | 1.3 | 340602.6 | 0.0135 | 2.1 | 548005.4 | 19.7 | Selective Catalytic Reduction | Existing SCR | 0.0063 | 0.0063 | 0.6 |  |  | 0.6
NV | Las Vegas Cogeneration | 10761 | 5 | Clark | 2002-09-27 | 470 |  | 36.2317 | -115.1235 | ARP | Combined cycle | Pipeline Natural Gas |  | Selective Catalytic Reduction | Electric Utility |  | 0.028 | 3.627 | 756061.936 | 0.0072 | 4.014 | 1354806.054 | 0.0061 | 3.98 | 1312019.198 | 0.0071 | 1.741 | 567272.476 | 0.0101 | 2.32 | 715468.273 | 0.013 | 2.678 | 739147.173 | 0.0144 | 2.264 | 617351.712 | 0.0154 | 1.705 | 434483.612 | 0.0152 | 1.2 | 310517.3 | 0.0147 | 2.3 | 535349.4 | 18 | Selective Catalytic Reduction | Existing SCR | 0.0061 | 0.0061 | 0.5 |  |  | 0.5
NV | Mohave | 2341 | 1 | Clark | 1970-11-01 | 8439 | 818.1 | 35.1458 | -114.5917 | ARP | Tangentially-fired | Coal | Pipeline Natural Gas |  | Electric Utility | Electric Services | 0.4084 | 3879.804 | 19100000 | 0.4169 | 5190.661 | 25000000 | 0.3914 | 4415.784 | 22500000 | [21 empty] | 0 |  | New SCR | 0.3914 | 0.06 | 0 | Shutdown | Gas Combined Cycle Replacement/No operation 2011 | 0 | 0
NV | Mohave | 2341 | 2 | Clark | 1971-07-01 | 8439 | 818.1 | 35.1458 | -114.5917 | ARP | Tangentially-fired | Coal | Pipeline Natural Gas |  | Electric Utility | Electric Services | 0.3478 | 3582.604 | 20400000 | 0.3821 | 4394.471 | 22900000 | 0.3852 | 4601.751 | 23900000 | [21 empty] | 0 |  | New SCR | 0.3478 | 0.06 | 0 | Shutdown | Gas Combined Cycle Replacement/No operation 2011 | 0 | 0
NV | North Valmy | 8224 | 1 | Humboldt | 1981-12-11 | 2560 | 277.2 | 40.8831 | -117.1542 | ARP | Dry bottom wall-fired boiler | Coal |  | Low NOx Burner Technology (Dry Bottom only) | Electric Utility | Electric Services | 0.347 | 1409.487 | 8015334.375 | 0.3932 | 1515.271 | 7672379.125 | 0.4157 | 1771.419 | 8466790.7 | 0.3244 | 913.313 | 5489198.125 | 0.3458 | 1396.522 | 8046379.825 | 0.3115 | 1063.739 | 6794117.593 | 0.2641 | 761.518 | 5681690.768 | 0.3394 | 992.019 | 5989308.342 | 0.3126 | 445.1 | 2571844.4 | 0.3113 | 737.6 | 4665067.2 | 27.4 |  | New SCR | 0.2641 | 0.06 | 85.4 | Shutdown | Gas Combined Cycle Replacement | 12.2 | 432.9
NV | North Valmy | 8224 | 2 | Humboldt | 1985-05-21 | 3050 | 289.8 | 40.8831 | -117.1542 | ARP | Dry bottom wall-fired boiler | Coal |  | Low NOx Burner Technology (Dry Bottom only) | Electric Utility | Electric Services | 0.4494 | 1069.336 | 4515274.15 | 0.4316 | 2033.205 | 9266473.7 | 0.469 | 2483.809 | 10600000 | 0.413 | 1912.03 | 9112549.5 | 0.3734 | 1331.134 | 6726477.5 | 0.3973 | 1619.944 | 7796227.479 | 0.3442 | 1206.649 | 6729167.527 | 0.3425 | 1040.936 | 5664909.75 | 0.296 | 779.6 | 5033362.5 | 0.3014 | 519.6 | 3298757.5 | 44.9 |  | New SCR | 0.296 | 0.06 | 158 | Shutdown | Gas Combined Cycle Replacement | 23.9 | 755.7
NV | Reid Gardner | 2324 | 1 | Clark | 1965-04-01 | 1250 | 114 | 36.6531 | -114.6364 | ARP | Dry bottom wall-fired boiler | Coal |  | Low NOx Burner Technology (Dry Bottom only) | Electric Utility | Electric Services | 0.4306 | 871.186 | 4024100.575 | 0.3774 | 760.549 | 4021428.9 | 0.3667 | 723.108 | 3936088.875 | 0.3469 | 689.231 | 3943007.325 | 0.3695 | 522.44 | 2773431.434 | 0.3962 | 659.699 | 3304472.625 | 0.2858 | 400.283 | 2800394.614 | 0.2594 | 391.529 | 3005658.31 | 0.26 | 401.1 | 3069678.6 | 0.2449 | 94.9 | 813016.3 | 66.9 |  | New SCR | 0.2449 | 0.06 | 92.6 | Shutdown | Gas Combined Cycle Replacement | 14.6 | 386.5
NV | Reid Gardner | 2324 | 2 | Clark | 1968-07-01 | 1275 | 114 | 36.6531 | -114.6364 | ARP | Dry bottom wall-fired boiler | Coal |  | Low NOx Burner Technology (Dry Bottom only) | Electric Utility | Electric Services | 0.4333 | 1000.042 | 4564052.55 | 0.395 | 985.776 | 4991168.6 | 0.3842 | 846.253 | 4383768.1 | 0.3979 | 913.193 | 4543453.65 | 0.3903 | 742.598 | 3785790.96 | 0.4018 | 724.429 | 3578537.925 | 0.3183 | 414.258 | 2541129.818 | 0.2807 | 468.509 | 3288069.034 | 0.2467 | 362.8 | 2887296.5 | 0.2732 | 82.1 | 635509 | 61.7 |  | New SCR | 0.2467 | 0.06 | 88.2 | Shutdown | Gas Combined Cycle Replacement | 13.7 | 349.1
NV | Reid Gardner | 2324 | 3 | Clark | 1976-07-01 | 1330 | 114 | 36.6531 | -114.6364 | ARP | Dry bottom wall-fired boiler | Coal |  | Low NOx Burner Technology (Dry Bottom only) | Electric Utility | Electric Services | 0.3176 | 732.339 | 4600596.025 | 0.3288 | 740.36 | 4490107.2 | 0.2922 | 641.768 | 4406987.175 | 0.3326 | 792.917 | 4722852.3 | 0.2909 | 595.716 | 4069408.396 | 0.2516 | 479.533 | 3778110.5 | 0.2591 | 522.649 | 4016691.648 | 0.2162 | 404.587 | 3680629.505 | 0.2082 | 309.6 | 2983065 | 0.2535 | 121 | 1053753.8 | 61.1 |  | New SCR | 0.2082 | 0.06 | 89.2 | Shutdown | Gas Combined Cycle Replacement | 14.2 | 295.4
NV | Reid Gardner | 2324 | 4 | Clark | 1983-07-01 | 2956 | 294.8 | 36.6531 | -114.6364 | ARP | Dry bottom wall-fired boiler | Coal |  | Low NOx Burner Technology w/ Overfire Air | Electric Utility | Electric Services | 0.3553 | 1659.088 | 9152675.325 | 0.3475 | 1574.347 | 8839613.925 | 0.3287 | 1521.886 | 9103035.075 | 0.2589 | 1126.145 | 8439350.075 | 0.293 | 1413.299 | 9474655.231 | 0.2151 | 604.406 | 5559492.889 | 0.2237 | 584.425 | 5381215.309 | 0.1979 | 558.961 | 5646436.084 | 0.207 | 682.8 | 6567912.6 | 0.1515 | 403.7 | 5116466.2 | 60.5 |  | New SCR | 0.1515 | 0.06 | 197.9 | Shutdown | Gas Combined Cycle Replacement | 31.2 | 651.6
NV | Silverhawk | 55841 | A01 | Clark | 2004-01-01 | 2463 | 197.2 | 36.4078 | -114.9603 | ARP | Combined cycle | Pipeline Natural Gas |  | Dry Low NOx Burners<br>Selective Catalytic Reduction | Electric Utility |  |  |  |  | 0.0216 | 15.956 | 2771602.356 | 0.0141 | 21.791 | 4641796.666 | 0.0105 | 21.621 | 4952122.17 | 0.0091 | 18.623 | 4462814.892 | 0.0088 | 22.27 | 5412942.675 | 0.0102 | 21.439 | 4979847.247 | 0.0107 | 20.171 | 4619636.955 | 0.0122 | 18.2 | 3879692.8 | 0.0125 | 17.7 | 3768562.8 | 42.9 | Dry Low NOx Burners<br>Selective Catalytic Reduction | Existing SCR | 0.0088 | 0.0088 | 13.2 |  |  | 13.2
NV | Silverhawk | 55841 | A03 | Clark | 2004-01-01 | 2463 | 197.2 | 36.4078 | -114.9603 | ARP | Combined cycle | Pipeline Natural Gas |  | Dry Low NOx Burners<br>Selective Catalytic Reduction | Electric Utility |  |  |  |  | 0.0226 | 13.877 | 2491198.84 | 0.02 | 24.508 | 4545072.768 | 0.0102 | 21.968 | 5096661.018 | 0.0089 | 22.018 | 5310828.86 | 0.0086 | 19.474 | 4781323.132 | 0.0095 | 23.592 | 5555716.131 | 0.0113 | 21.821 | 4827190.545 | 0.0106 | 15.7 | 3609876.2 | 0.0113 | 18.4 | 4052024.9 | 39.9 | Dry Low NOx Burners<br>Selective Catalytic Reduction | Existing SCR | 0.0086 | 0.0086 | 12.8 |  |  | 12.8
NV | Sunrise | 2326 | 1 | Clark | 1964-05-31 | 899 | 82 | 36.1384 | -115.036 | ARP | Dry bottom wall-fired boiler | Pipeline Natural Gas | Residual Oil |  | Electric Utility | Electric Services | 0.5032 | 500.392 | 1842799.55 | 0.2921 | 6.422 | 37039.775 |  |  |  | 0.2117 | 64.423 | 535560.925 | 0.2085 | 86.135 | 729597.927 | 0.1872 | 56.841 | 541421.139 | [8 empty] | 0 |  |  |  | 0 |  | New SNCR | 0.1872 | 0.11232 | 0 |  |  | 0
NV | Tracy | 2336 | 1 | Storey | 1963-06-01 | 731 | 50 | 39.5625 | -119.525 | ARP | Dry bottom wall-fired boiler | Residual Oil | Pipeline Natural Gas |  | Electric Utility | Electric Services | 0.2592 | 106.775 | 783322.358 | 0.2531 | 104.818 | 802898.007 | 0.2458 | 98.258 | 782315.782 | 0.2819 | 94.742 | 666149.888 | 0.2665 | 93.66 | 690645.78 | 0.281 | 9.873 | 67580.759 | [8 empty] | 0 |  |  |  | 0 |  | New SNCR | 0.2458 | 0.14748 | 0 |  |  | 0
NV | Tracy | 2336 | 2 | Storey | 1965-08-01 | 1004 | 75 | 39.5625 | -119.525 | ARP | Dry bottom wall-fired boiler | Pipeline Natural Gas | Residual Oil |  | Electric Utility | Electric Services | 0.2257 | 171.532 | 1370353.222 | 0.2531 | 171.09 | 1253035.888 | 0.2362 | 93.191 | 749098.904 | 0.2368 | 128.292 | 1057267.444 | 0.227 | 154.449 | 1255341.59 | 0.2061 | 29.587 | 269812.712 | 0.211 | 5.71 | 45140.15 | [5 empty] | 0 |  |  |  | 0 |  | New SNCR | 0.2061 | 0.12366 | 0 |  |  | 0
NV | Tracy | 2336 | 3 | Storey | 1974-12-14 | 1150 | 119.8 | 39.5625 | -119.525 | ARP | Dry bottom wall-fired boiler | Pipeline Natural Gas | Residual Oil |  | Electric Utility | Electric Services | 0.2816 | 349.659 | 2472652.407 | 0.3016 | 379.674 | 2515032.636 | 0.3164 | 331.332 | 2098862.146 | 0.2882 | 327.816 | 2271035.942 | 0.3299 | 308.445 | 1794946.939 | 0.344 | 275.959 | 1599636.844 | 0.3124 | 91.228 | 568745.109 | 0.2801 | 30.452 | 195962.444 | 0.2633 | 27.3 | 180971 | 0.288 | 61 | 390762.1 | 4.3 |  | New SNCR | 0.2633 | 0.15798 | 16.4 |  |  | 16.4
NV | Tracy | 2336 | 4 | Storey | 1994-06-17 | 1011 | 69.7 | 39.5625 | -119.525 | ARP | Combustion turbine | Pipeline Natural Gas | Diesel Oil |  | Electric Utility |  | 0.0907 | 13.256 | 399452.21 | 0.0453 | 1.901 | 107138.547 | 0.0407 | 1.774 | 111796.142 | 0.0298 | 2.793 | 220125.411 | 0.0364 | 5.935 | 453670.052 | 0.0471 | 1.448 | 102005.629 | 0.0249 | 1.088 | 84743.974 | 0.0479 | 0.681 | 47873.572 | 0.0526 | 0.6 | 40231.4 | 0.0528 | 1.1 | 70423.8 | 1.1 |  | Low Ozone Season Rate | 0.0249 | 0.0249 | 0.3 |  |  | 0.3
NV | Tracy | 2336 | 5 | Storey | 1994-06-17 | 1011 | 72.5 | 39.5625 | -119.525 | ARP | Combustion turbine | Pipeline Natural Gas | Diesel Oil |  | Electric Utility |  | 0.086 | 18.184 | 527004.673 | 0.0418 | 2.815 | 173206.806 | 0.036 | 1.976 | 131165.942 | 0.0317 | 0.863 | 60998.803 | 0.0379 | 3.753 | 269969.112 | 0.0426 | 1.302 | 86055.881 | 0.0518 | 1.963 | 126002.316 | 0.0528 | 0.913 | 55878.234 | 0.0638 | 0.5 | 28300.7 | 0.0579 | 1.1 | 63183.7 | 0.8 |  | Low Ozone Season Rate | 0.0317 | 0.0317 | 0.2 |  |  | 0.2
NV | Tracy | 2336 | 6 | Storey | 1996-10-28 | 920 | 113.6 | 39.5625 | -119.525 | ARP | Combined cycle | Pipeline Natural Gas |  | Other | Electric Utility |  | 0.1687 | 152.522 | 1803271.199 | 0.1512 | 211.956 | 2770942.278 | 0.158 | 205.422 | 2600902.772 | 0.1501 | 186.954 | 2486911.504 | 0.1555 | 194.704 | 2507578.873 | 0.1498 | 162.604 | 2171620.004 | 0.1567 | 145.09 | 1850335.03 | 0.1599 | 136.116 | 1698148.459 | 0.1535 | 67.4 | 876319.4 | 0.1534 | 129.4 | 1680475.9 | 25.9 | Other | Low Ozone Season Rate | 0.1498 | 0.1498 | 65.7 |  |  | 65.7
NV | Tracy | 2336 | 8 | Storey | 2008-02-02 | 2383 | 155.6 | 39.5625 | -119.525 | ARP | Combined cycle | Pipeline Natural Gas |  | Dry Low NOx Burners<br>Selective Catalytic Reduction | Electric Utility | [19 empty] | 0.0065 | 17.644 | 5835924.324 | 0.0066 | 17.245 | 5287060.408 | 0.0059 | 14.9 | 5022725.5 | 0.0068 | 17.4 | 5455494.4 | 57.4 | Dry Low NOx Burners<br>Selective Catalytic Reduction | Existing SCR | 0.0059 | 0.0059 | 14.9 |  |  | 14.9
NV | Tracy | 2336 | 9 | Storey | 2008-02-13 | 2383 | 155.6 | 39.5625 | -119.525 | ARP | Combined cycle | Pipeline Natural Gas |  | Dry Low NOx Burners<br>Selective Catalytic Reduction | Electric Utility | [19 empty] | 0.0063 | 17.062 | 5619149.963 | 0.007 | 16.727 | 5143939.948 | 0.0056 | 13.7 | 5038021.4 | 0.0056 | 14.8 | 5513391.5 | 57.6 | Dry Low NOx Burners<br>Selective Catalytic Reduction | Existing SCR | 0.0056 | 0.0056 | 13.7 |  |  | 13.7
NV | Tri-Center Naniwa Energy | 55494 | CT1 | Storey | 2001-07-09 | 889 | 64 | 39.5617 | -119.5175 | ARP | Combustion turbine | Pipeline Natural Gas |  | Water Injection (Retired Mar 04, 2008)<br>Selective Catalytic Reduction (Retired Mar 04, 2008) | Electric Utility |  | 0.0489 | 1.669 | 98479.95 | 0.045 | 0.873 | 52258.75 | 0.0477 | 1.266 | 71676.25 | 0.0467 | 1.907 | 107431.375 | 0.0406 | 1.475 | 93801.625 | [15 empty] | 0 | Water Injection (Retired Mar 04, 2008)<br>Selective Catalytic Reduction (Retired Mar 04, 2008) | Existing SCR | 0.0406 | 0.0406 | 0 |  |  | 0
NV | Tri-Center Naniwa Energy | 55494 | CT2 | Storey | 2001-07-09 | 889 | 64 | 39.5617 | -119.5175 | ARP | Combustion turbine | Pipeline Natural Gas |  | Water Injection (Retired Mar 04, 2008)<br>Selective Catalytic Reduction (Retired Mar 04, 2008) | Electric Utility |  | 0.0495 | 1.604 | 108896.225 | 0.0413 | 0.851 | 58662.825 | 0.0471 | 1.321 | 84821.95 | 0.042 | 1.809 | 113603.85 | 0.0391 | 2.129 | 135845.025 | [15 empty] | 0 | Water Injection (Retired Mar 04, 2008)<br>Selective Catalytic Reduction (Retired Mar 04, 2008) | Existing SCR | 0.0391 | 0.0391 | 0 |  |  | 0
NV | Tri-Center Naniwa Energy | 55494 | CT3 | Storey | 2001-06-25 | 889 | 64 | 39.5617 | -119.5175 | ARP | Combustion turbine | Pipeline Natural Gas |  | Water Injection<br>Selective Catalytic Reduction | Electric Utility |  | 0.0561 | 2.3 | 133613.5 | 0.051 | 1.01 | 59462.2 | 0.0453 | 0.788 | 52142.075 | 0.0405 | 1.93 | 128611.05 | 0.0361 | 1.504 | 114427.775 | [15 empty] | 0 | Water Injection<br>Selective Catalytic Reduction | Existing SCR | 0.0361 | 0.0361 | 0 |  |  | 0
NV | Tri-Center Naniwa Energy | 55494 | CT4 | Storey | 2001-06-20 | 889 | 64 | 39.5617 | -119.5175 | ARP | Combustion turbine | Pipeline Natural Gas |  | Water Injection<br>Selective Catalytic Reduction | Electric Utility |  | 0.0662 | 1.388 | 80367.225 | 0.0561 | 0.32 | 17621.6 | 0.046 | 0.565 | 35911.45 | 0.0476 | 1.716 | 89238.05 | 0.045 | 1.891 | 103237.2 | [15 empty] | 0 | Water Injection<br>Selective Catalytic Reduction | Existing SCR | 0.045 | 0.045 | 0 |  |  | 0
NV | Tri-Center Naniwa Energy | 55494 | CT5 | Storey | 2001-07-29 | 889 | 62 | 39.5617 | -119.5175 | ARP | Combustion turbine | Pipeline Natural Gas |  | Water Injection<br>Selective Catalytic Reduction | Electric Utility |  | 0.049 | 2.028 | 116958.825 | 0.0507 | 0.844 | 47185.55 | 0.0645 | 1.425 | 71735.05 | 0.0558 | 1.542 | 73519.625 | 0.0531 | 2.573 | 126517.75 | [15 empty] | 0 | Water Injection<br>Selective Catalytic Reduction | Existing SCR | 0.049 | 0.049 | 0 |  |  | 0
NV | Tri-Center Naniwa Energy | 55494 | CT6 | Storey | 2001-07-29 | 889 | 62 | 39.5617 | -119.5175 | ARP | Combustion turbine | Pipeline Natural Gas |  | Water Injection<br>Selective Catalytic Reduction | Electric Utility |  | 0.0477 | 2.316 | 148594.325 | 0.062 | 1.885 | 100750.65 | 0.0599 | 1 | 55230.75 | 0.0507 | 1.541 | 80379.175 | 0.0505 | 1.831 | 95114.45 | 0.0491 | 0.121 | 5980.6 | [12 empty] | 0 | Water Injection<br>Selective Catalytic Reduction | Existing SCR | 0.0477 | 0.0477 | 0 |  |  | 0
NV | TS Power Plant | 56224 | 1 | Eureka | 2008-01-18 | 2462 | 242 | 40.7458 | -116.5297 | ARP | Dry bottom wall-fired boiler | Coal | Diesel Oil | Low NOx Burner Technology w/ Overfire Air<br>Selective Catalytic Reduction | Electric Utility | [16 empty] | 0.0457 | 142.664 | 6591279.871 | 0.0477 | 84.752 | 3632795.8 | 0.0421 | 108.685 | 5177961.094 | 0.0442 | 122.4 | 5470832.6 | 0.0403 | 86.6 | 4173812.1 | 60.5 | SCR | Existing SCR | 0.0403 | 0.0403 | 111.6 | Shutdown | Gas Combined Cycle Replacement | 26 | 96.4
NV | Walter M. Higgins III Generating Station | 55687 | BHG1 | Clark | 2003-09-01 | 2404 | 178 | 35.6139 | -115.3561 | ARP | Combined cycle | Pipeline Natural Gas |  | Selective Catalytic Reduction | Electric Utility |  |  |  |  | 0.0083 | 21.307 | 5262918.259 | 0.0085 | 19.218 | 4740752.511 | 0.0085 | 17.682 | 4458536.062 | 0.0088 | 23.12 | 5368757.442 | 0.0088 | 8.673 | 2087381.99 | 0.0081 | 22.318 | 5573793.949 | 0.0094 | 18.644 | 4465591.36 | 0.0136 | 15.8 | 3294249.6 | 0.0088 | 20.4 | 5038148.1 | 37.3 | Selective Catalytic Reduction | Existing SCR | 0.0081 | 0.0081 | 9.4 |  |  | 9.4
NV | Walter M. Higgins III Generating Station | 55687 | BHG2 | Clark | 2003-09-01 | 2404 | 178 | 35.6139 | -115.3561 | ARP | Combined cycle | Pipeline Natural Gas |  | Selective Catalytic Reduction | Electric Utility |  |  |  |  | 0.0093 | 22.681 | 5039958.791 | 0.0082 | 21.39 | 5316605.102 | 0.0084 | 18.819 | 4632112.588 | 0.0082 | 20.546 | 5146375.11 | 0.0093 | 8.776 | 1980339.626 | 0.0093 | 23.239 | 5255263.717 | 0.0091 | 19.011 | 4581677.272 | 0.0101 | 17.5 | 4027965.1 | 0.009 | 19.9 | 4821488.5 | 45.6 | Selective Catalytic Reduction | Existing SCR | 0.0082 | 0.0082 | 14.2 |  |  | 14.2
NY | 23rd and 3rd | 7910 | 2301 | Kings | 2001-08-02 | 505 | 47 | 40.663 | -74 | ARP, CAIRNOX, CAIROS, CAIRSO2, RGGI, TRNOX, TRNOXOS, TRSO2G1 | Combustion turbine | Pipeline Natural Gas |  | Selective Catalytic Reduction | Electric Utility |  | 0.0119 | 1.745 | 331881.835 | 0.0227 | 1.652 | 288340.208 | 0.0264 | 1.921 | 412530.113 | 0.0247 | 1.826 | 327452.588 | 0.0222 | 3.229 | 587236.183 | 0.017 | 1.624 | 323702.615 | 0.0153 | 1.176 | 243817.762 | 0.0152 | 2.585 | 572921.201 | 0.0182 | 2.3 | 461501.9 | 0.0236 | 1.8 | 339276.6 | 24.9 | Selective Catalytic Reduction | Existing SCR | 0.0119 | 0.0119 | 1.5 |  |  | 1.5
NY | 23rd and 3rd | 7910 | 2302 | Kings | 2001-08-02 | 505 | 47 | 40.663 | -74 | ARP, CAIRNOX, CAIROS, CAIRSO2, RGGI, TRNOX, TRNOXOS, TRSO2G1 | Combustion turbine | Pipeline Natural Gas |  | Selective Catalytic Reduction | Electric Utility |  | 0.0132 | 1.603 | 285022.709 | 0.0249 | 1.415 | 231613 | 0.0226 | 1.965 | 422160.699 | 0.0217 | 2.093 | 423474.565 | 0.0209 | 2.818 | 536507.765 | 0.0219 | 1.345 | 266733.367 | 0.0185 | 0.87 | 182180.872 | 0.0195 | 2.488 | 514556.241 | 0.0191 | 3.2 | 625138.4 | 0.0172 | 1.6 | 322892.9 | 33.7 | Selective Catalytic Reduction | Existing SCR | 0.0132 | 0.0132 | 2.2 |  |  | 2.2
NY | 59th Street | 2503 | BLR114 | New York | 1968-12-01 | 805 |  | 40.7711 | -73.9911 | NBP | Tangentially-fired | Residual Oil | Pipeline Natural Gas | Combustion Modification/Fuel Reburning | Electric Utility | Electric Services | 0.2072 | 34.63 | 327056.485 | 0.2006 | 36.944 | 353305.444 | 0.1947 | 76.4 | 753632.687 | 0.1782 | 21.808 | 229960.819 | 0.184 | 72.284 | 756673.305 | 0.1705 | 51.916 | 588887.525 | 0.1966 | 51.616 | 514467.85 | 0.1898 | 41.987 | 422626.775 | 0.1714 | 25.1 | 272149 | 0.1754 | 6.4 | 67652.2 | 9.2 |  | New SNCR | 0.1705 | 0.1023 | 15 |  |  | 15
NY | 59th Street | 2503 | BLR115 | New York | 1968-12-01 | 805 |  | 40.7711 | -73.9911 | NBP | Tangentially-fired | Residual Oil | Pipeline Natural Gas | Combustion Modification/Fuel Reburning | Electric Utility | Electric Services | 0.1957 | 73.961 | 728843.001 | 0.2086 | 94.242 | 860175.116 | 0.2006 | 59.472 | 565469.584 | 0.1935 | 49.842 | 483709.166 | 0.1932 | 63.736 | 651108.676 | 0.1899 | 42.461 | 425965.271 | 0.2167 | 41.408 | 364895.825 | 0.1893 | 36.207 | 355275.275 | 0.1797 | 15.2 | 157948.4 | 0.1844 | 6.6 | 69048.1 | 5.3 |  | New SNCR | 0.1797 | 0.10782 | 9.1 |  |  | 9.1
NY | 59th Street | 2503 | BLR116 | New York | 1972-06-01 | 180 |  | 40.7711 | -73.9911 | NBP | Dry bottom wall-fired boiler | Residual Oil | Pipeline Natural Gas | Combustion Modification/Fuel Reburning | Electric Utility | Electric Services | 0.163 | 11.844 | 135347.677 | 0.2041 | 20.56 | 195820.255 | 0.1742 | 25.88 | 277628.613 | 0.1546 | 17.475 | 202348.105 | 0.1611 | 16.198 | 186314.04 | 0.1631 | 19.648 | 231678.82 | 0.1665 | 17.185 | 196686.2 | 0.1591 | 12.849 | 154405.925 | 0.1382 | 14.6 | 196732.7 | 0.1333 | 11.9 | 166722.6 | 29.8 |  | New SNCR | 0.1333 | 0.07998 | 8.4 |  |  | 8.4
NY | 59th Street | 2503 | BLR117 | New York | 1972-06-01 | 180 |  | 40.7711 | -73.9911 | NBP | Dry bottom wall-fired boiler | Residual Oil | Pipeline Natural Gas | Combustion Modification/Fuel Reburning | Electric Utility | Electric Services | 0.1734 | 22.508 | 243681.037 | 0.2013 | 14.338 | 138327.976 | 0.1729 | 27.199 | 293843.131 | 0.1561 | 17.179 | 196511.278 | 0.1604 | 16.533 | 191542.122 | 0.163 | 20.614 | 243310.063 | 0.1686 | 18.031 | 204503.125 | 0.158 | 12.931 | 156281.225 | 0.1365 | 15.1 | 205906.5 | 0.1372 | 11.6 | 158600.1 | 31.2 |  | New SNCR | 0.1365 | 0.0819 | 9 |  |  | 9
NY | 59th Street | 2503 | BLR118 | New York | 1972-06-01 | 180 |  | 40.7711 | -73.9911 | NBP | Dry bottom wall-fired boiler | Residual Oil | Pipeline Natural Gas | Combustion Modification/Fuel Reburning | Electric Utility | Electric Services | 0.1762 | 22.527 | 241193.934 | 0.2027 | 16.872 | 160143.697 | 0.1693 | 23.283 | 258181.29 | 0.157 | 16.172 | 184514.424 | 0.1608 | 16.47 | 189563.198 | 0.1616 | 19.89 | 236588.024 | 0.1684 | 17.57 | 197142.75 | 0.1587 | 12.658 | 152716.375 | 0.1352 | 15.9 | 221862.7 | 0.1301 | 12.1 | 174277.5 | 33.6 |  | New SNCR | 0.1301 | 0.07806 | 9.2 |  |  | 9.2
NY | 74th Street | 2504 | 120 | New York | 1956-04-01 | 836 |  | 40.768 | -73.9515 | ARP, NBP | Tangentially-fired | Residual Oil |  |  | Electric Utility | Electric Services | 0.2195 | 10.22 | 92907.325 | 0.2322 | 94.483 | 806134.044 | 0.2068 | 51.647 | 493789.273 | 0.1972 | 55.502 | 559475.803 | 0.1984 | 28.176 | 283498.09 | 0.197 | 9.833 | 102270.734 | 0.2121 | 13.986 | 128759 | 0.2019 | 17.764 | 172716.625 | 0.1949 | 3.3 | 33717 | 0.2102 | 2.4 | 23013.8 | 1.1 |  | New SNCR | 0.1949 | 0.11694 | 2 |  |  | 2
NY | 74th Street | 2504 | 121 | New York | 1956-04-01 | 836 |  | 40.768 | -73.9515 | ARP, NBP | Tangentially-fired | Residual Oil |  |  | Electric Utility | Electric Services | 0.1994 | 93.123 | 928635.359 | 0.2288 | 68.356 | 591680.607 | 0.1947 | 81.721 | 832913.533 | 0.1902 | 48.133 | 503206.804 | 0.1812 | 54.155 | 599081.954 | 0.1511 | 3.631 | 51726.29 | 0.1715 | 6.409 | 72346.975 | 0.187 | 27.085 | 285413.4 | 0.1799 | 4.9 | 53992.3 | 0.1934 | 2.9 | 29698 | 1.8 |  | New SNCR | 0.1511 | 0.09066 | 2.5 |  |  | 2.5
NY | 74th Street | 2504 | 122 | New York | 1956-04-01 | 836 |  | 40.768 | -73.9515 | ARP, NBP | Tangentially-fired | Residual Oil |  |  | Electric Utility | Electric Services | 0.2035 | 85.245 | 836294.641 | 0.2299 | 62.796 | 541164.974 | 0.1948 | 73.513 | 747657.59 | 0.1857 | 46.937 | 500646.844 | 0.1857 | 11.838 | 126741.806 | 0.1555 | 0.191 | 2447.802 | 0.1962 | 3.693 | 38146.7 | 0.1698 | 35.497 | 409787.225 | 0.1709 | 8.8 | 100640.2 | 0.1623 | 1.6 | 18292.9 | 3.3 |  | New SNCR | 0.1555 | 0.0933 | 4.8 |  |  | 4.8
NY | AES Greenidge | 2527 | 4 | Yates | 1950-04-01 | 515 | 112.5 | 42.6789 | -76.9483 | ARP, NBP | Dry bottom wall-fired boiler | Coal | Residual Oil |  | Electric Utility |  | 0.6513 | 195.517 | 585122.473 | 0.6505 | 135.597 | 413159.292 | 0.6809 | 228.204 | 665445.593 | 0.7028 | 149.366 | 423938.784 | 0.6932 | 43.334 | 122658.762 | 0.5765 | 21.145 | 71616.175 | [12 empty] | 0 |  | New SNCR | 0.5765 | 0.3459 | 0 | Shutdown | Gas Combined Cycle Replacement/No operation 2011 | 0 | 0
NY | AES Greenidge | 2527 | 5 | Yates | 1950-04-01 | 515 | 50 | 42.6789 | -76.9483 | ARP, NBP | Dry bottom wall-fired boiler | Coal | Residual Oil |  | Electric Utility |  | 0.6526 | 210.407 | 628392.803 | 0.6522 | 123.995 | 375580.059 | 0.6824 | 212.093 | 612882.406 | 0.7052 | 156.693 | 437129.839 | 0.7212 | 33.152 | 90283.679 | 0.5578 | 23.217 | 79950.816 | [12 empty] | 0 |  | New SNCR | 0.5578 | 0.33468 | 0 | Shutdown | Gas Combined Cycle Replacement/No operation 2011 | 0 | 0
NY | AES Greenidge | 2527 | 6 | Yates | 1953-11-01 | 1345 | 112 | 42.6789 | -76.9483 | ARP, NBP | Tangentially-fired | Coal | Residual Oil, Wood |  | Electric Utility |  | 0.3419 | 497.376 | 3085546.15 | 0.3176 | 435.226 | 2777069.75 | 0.3222 | 465.788 | 2940459.7 | 0.4367 | 546.525 | 2592486.561 | 0.1735 | 245.021 | 2956013.876 | 0.1707 | 224.281 | 2756536.805 | 0.1861 | 110.599 | 1245921.847 | 0.1926 | 225.727 | 2492333.13 | [6 empty] | 0 | SCR | Existing SCR | 0.1707 | 0.1707 | 0 |  |  | 0
NY | AES Jennison | 2531 | 1 | Chenango | 1945-10-15 | 440 | 30 | 42.2768 | -75.4792 | ARP, NBP | Stoker | Coal | Wood |  | Electric Utility | Electric Services | [30 empty] | 0 |  | New SNCR | 0 | 0 | 0 | Shutdown | Gas Combined Cycle Replacement/No operation 2011 | 0 | 0
NY | AES Jennison | 2531 | 2 | Chenango | 1945-10-15 | 440 | 30 | 42.2768 | -75.4792 | ARP, NBP | Stoker | Coal | Wood |  | Electric Utility | Electric Services | [30 empty] | 0 |  | New SNCR | 0 | 0 | 0 | Shutdown | Gas Combined Cycle Replacement/No operation 2011 | 0 | 0
NY | AES Jennison | 2531 | 3 | Chenango | 1950-05-22 | 440 | 30 | 42.2768 | -75.4792 | ARP, NBP | Stoker | Coal | Wood |  | Electric Utility | Electric Services | [30 empty] | 0 |  | New SNCR | 0 | 0 | 0 | Shutdown | Gas Combined Cycle Replacement/No operation 2011 | 0 | 0
NY | AES Jennison | 2531 | 4 | Chenango | 1950-05-22 | 440 | 30 | 42.2768 | -75.4792 | ARP, NBP | Stoker | Coal | Wood |  | Electric Utility | Electric Services | [30 empty] | 0 |  | New SNCR | 0 | 0 | 0 | Shutdown | Gas Combined Cycle Replacement/No operation 2011 | 0 | 0
NY | AES Westover (Goudey) | 2526 | 11 | Broome | 1943-10-24 | 500 | 75 | 42.1117 | -75.9747 | ARP, NBP | Dry bottom wall-fired boiler | Coal | Diesel Oil, Other Oil |  | Electric Utility | Electric Services | 0.384 | 106.13 | 520349.603 | 0.462 | 69.806 | 300952.69 | 0.3902 | 113.145 | 576086.97 | 0.4609 | 55.828 | 240130.923 | 0.229 | 5.885 | 45991.842 | 0.4607 | 11.124 | 47279.087 | [12 empty] | 0 |  | New SNCR | 0.229 | 0.1374 | 0 | Shutdown | Gas Combined Cycle Replacement/No operation 2011 | 0 | 0
NY | AES Westover (Goudey) | 2526 | 12 | Broome | 1943-10-24 | 500 | 43.8 | 42.1117 | -75.9747 | ARP, NBP | Dry bottom wall-fired boiler | Coal | Diesel Oil, Other Oil |  | Electric Utility | Electric Services | 0.418 | 119.29 | 571254.173 | 0.4758 | 82.569 | 343433.079 | 0.3924 | 108.957 | 558629.238 | 0.462 | 52.173 | 224062.389 | 0.3349 | 1.39 | 7021.704 | 0.4315 | 9.858 | 43696.999 | [12 empty] | 0 |  | New SNCR | 0.3349 | 0.20094 | 0 | Shutdown | Gas Combined Cycle Replacement/No operation 2011 | 0 | 0
NY | AES Westover (Goudey) | 2526 | 13 | Broome | 1951-12-17 | 1071 | 75 | 42.1117 | -75.9747 | ARP, NBP | Tangentially-fired | Coal | Diesel Oil, Other Oil | Overfire Air (Began May 15, 2003) | Electric Utility | Electric Services | 0.3728 | 465.944 | 2453271.038 | 0.3744 | 407.732 | 2267373.629 | 0.3698 | 436.399 | 2350045.278 | 0.3511 | 183.346 | 1035747.723 | 0.2849 | 335.658 | 2332447.385 | 0.3039 | 310.315 | 1997030.431 | 0.1347 | 19.58 | 298474.307 | 0.1326 | 91.246 | 1484810.465 | [6 empty] | 0 | SCR | Existing SCR | 0.1326 | 0.1326 | 0 |  |  | 0
NY | AG - Energy | 10803 | 1 | Saint Lawrence | 1994-05-19 | 536 | 48.8 | 44.7258 | -75.4417 | ARP, CAIRNOX, CAIROS, CAIRSO2, RGGI, TRNOX, TRNOXOS, TRSO2G1 | Combined cycle | Pipeline Natural Gas | Diesel Oil | Water Injection<br>Selective Catalytic Reduction | Electric Utility |  | 0.0643 | 9.212 | 341559.825 | 0.0858 | 8.894 | 255093.375 | 0.0807 | 5.417 | 162684.125 | 0.1045 | 0.789 | 19087.725 | [18 empty] | 0 | Water Injection<br>Selective Catalytic Reduction | Existing SCR | 0.0643 | 0.0643 | 0 |  |  | 0
NY | Allegany Station No. 133 | 10619 | 1 | Allegany | 1996-02-13 | 540 |  | 42.5083 | -78.0661 | ARP, CAIRNOX, CAIROS, CAIRSO2, RGGI, TRNOX, TRNOXOS, TRSO2G1 | Combined cycle | Pipeline Natural Gas |  | Water Injection<br>Selective Catalytic Reduction | Electric Utility |  | 0.0293 | 8.086 | 556685.55 | 0.0312 | 2.699 | 185447.925 | 0.03 | 9.164 | 624959.4 | 0.0303 | 6.624 | 448506.875 | 0.0304 | 4.116 | 276997.55 | 0.0315 | 2.701 | 179412.643 | 0.0326 | 1.28 | 85146.177 | 0.0308 | 5.58 | 376462.036 | 0.0313 | 5.4 | 361544.4 | 0.0298 | 0.6 | 43426.3 | 18.2 | Water Injection<br>Selective Catalytic Reduction | Existing SCR | 0.0293 | 0.0293 | 0 |  |  | 0
NY | Arthur Kill | 2490 | 20 | Richmond | 1959-08-01 | 3717 | 342 | 40.5915 | -74.2027 | ARP, NBP | Dry bottom wall-fired boiler | Pipeline Natural Gas |  |  | Electric Utility | Electric Services | 0.0734 | 170.99 | 4510970.764 | 0.0592 | 71.612 | 2363633.641 | 0.0786 | 199.678 | 4764707.445 | 0.0824 | 181.11 | 4320424.796 | 0.0858 | 186.032 | 4271862.751 | 0.0692 | 169.476 | 4749553.645 | 0.0761 | 147.127 | 3775845.375 | 0.0788 | 214.67 | 4884833.55 | 0.0876 | 262.2 | 5489816.4 | 0.0768 | 242.5 | 5975046.3 | 40.2 |  | Low Ozone Season Rate | 0.0592 | 0.0592 | 177.2 |  |  | 177.2
NY | Arthur Kill | 2490 | 30 | Richmond | 1969-06-01 | 5502 | 535.5 | 40.5915 | -74.2027 | ARP, NBP | Tangentially-fired | Pipeline Natural Gas |  |  | Electric Utility | Electric Services | 0.0894 | 79.449 | 1661997.636 | 0.0623 | 82.613 | 2519729.409 | 0.082 | 165.486 | 3869457.855 | 0.0887 | 158.373 | 3416297.704 | 0.0884 | 309.523 | 6896164.349 | 0.0731 | 142.27 | 3720413.455 | 0.0862 | 125.127 | 2828486.325 | 0.0905 | 192.041 | 3907067.1 | 0.0917 | 223.8 | 4717087.5 | 0.0828 | 190.4 | 4372482.8 | 23.3 |  | Low Ozone Season Rate | 0.0623 | 0.0623 | 152.1 |  |  | 152.1
NY | Astoria Energy | 55375 | CT1 | Queens | 2006-03-29 | 2342 | 170 | 40.7825 | -73.8964 | ARP, CAIRNOX, CAIROS, CAIRSO2, RGGI, TRNOX, TRNOXOS, TRSO2G1 | Combined cycle | Pipeline Natural Gas | Diesel Oil | Dry Low NOx Burners<br>Water Injection<br>Selective Catalytic Reduction | Electric Utility | [10 empty] | 0.0218 | 35.164 | 5059212.982 | 0.0091 | 13.02 | 5009164.672 | 0.0111 | 17.009 | 4944608.803 | 0.0096 | 18.272 | 5141761.371 | 0.0076 | 15.775 | 5487491.478 | 0.0066 | 15.1 | 5533508.7 | 0.006 | 13.6 | 5587826.2 | 64.3 | Dry Low NOx Burners<br>Water Injection<br>Selective Catalytic Reduction | Existing SCR | 0.006 | 0.006 | 13.7 |  |  | 13.7
NY | Astoria Energy | 55375 | CT2 | Queens | 2006-03-29 | 2390 | 170 | 40.7825 | -73.8964 | ARP, CAIRNOX, CAIROS, CAIRSO2, RGGI, TRNOX, TRNOXOS, TRSO2G1 | Combined cycle | Pipeline Natural Gas | Diesel Oil | Dry Low NOx Burners<br>Water Injection<br>Selective Catalytic Reduction | Electric Utility | [10 empty] | 0.0235 | 36.556 | 5075828.535 | 0.0157 | 19.949 | 4929405.325 | 0.0156 | 27.978 | 4984673.537 | 0.0089 | 18.457 | 5479644.491 | 0.0132 | 30.226 | 5532884.235 | 0.0131 | 27.7 | 5480162.6 | 0.0146 | 28.2 | 5404028.7 | 62.4 | Dry Low NOx Burners<br>Water Injection<br>Selective Catalytic Reduction | Existing SCR | 0.0089 | 0.0089 | 18.8 |  |  | 18.8
NY | Astoria Energy | 55375 | CT3 | Queens | 2011-04-06 | 2191 |  | 40.7825 | -73.8964 | ARP, CAIRNOX, CAIROS, CAIRSO2, RGGI, TRNOX, TRNOXOS, TRSO2G1 | Combined cycle | Pipeline Natural Gas | Diesel Oil | Dry Low NOx Burners<br>Water Injection<br>Selective Catalytic Reduction | Electric Utility | [25 empty] | 0.0074 | 10.2 | 3287486.4 | 0.0093 | 20.8 | 5311736.7 | 40.9 | Dry Low NOx Burners<br>Water Injection<br>Selective Catalytic Reduction | Existing SCR | 0.0074 | 0.0074 | 10.2 |  |  | 10.2
NY | Astoria Energy | 55375 | CT4 | Queens | 2011-04-11 | 2191 |  | 40.7825 | -73.8964 | ARP, CAIRNOX, CAIROS, CAIRSO2, RGGI, TRNOX, TRNOXOS, TRSO2G1 | Combined cycle | Pipeline Natural Gas | Diesel Oil | Dry Low NOx Burners<br>Water Injection<br>Selective Catalytic Reduction | Electric Utility | [25 empty] | 0.0151 | 11 | 2372214.9 | 0.0081 | 16 | 5079594.7 | 29.5 | Dry Low NOx Burners<br>Water Injection<br>Selective Catalytic Reduction | Existing SCR | 0.0081 | 0.0081 | 5.9 |  |  | 5.9
NY | Astoria Gas Turbine Power | 55243 | CT2-1A | Queens | 1970-06-01 | 255 | 41.9 | 40.7864 | -73.9133 | CAIRNOX, CAIROS, CAIRSO2, RGGI, TRNOX, TRNOXOS, TRSO2G1 | Combustion turbine | Pipeline Natural Gas | Diesel Oil |  | Electric Utility |  | 0.4945 | 21.596 | 87595.1 | 0.4911 | 24.115 | 98113.8 | 0.4932 | 40.667 | 164723.2 | 0.4874 | 7.832 | 32130 | 0.5328 | 5.436 | 20400 | 0.494 | 8.127 | 32895 | 0.494 | 3.906 | 15810 | 0.494 | 2.835 | 11475 | 0.55 | 5 | 17978 | 0.466 | 8.9 | 38315.1 | 1.9 | None Reported | Water Injection | 0.466 | 0.2796 | 2.6 |  |  | 2.6
NY | Astoria Gas Turbine Power | 55243 | CT2-1B | Queens | 1970-06-01 | 255 | 41.9 | 40.7864 | -73.9133 | CAIRNOX, CAIROS, CAIRSO2, RGGI, TRNOX, TRNOXOS, TRSO2G1 | Combustion turbine | Pipeline Natural Gas | Diesel Oil |  | Electric Utility |  | 0.4945 | 21.596 | 87595.1 | 0.4911 | 24.115 | 98113.8 | 0.4932 | 40.667 | 164723.2 | 0.4874 | 7.832 | 32130 | 0.5328 | 5.436 | 20400 | 0.494 | 8.127 | 32895 | 0.494 | 3.906 | 15810 | 0.494 | 2.835 | 11475 | 0.5762 | 5.2 | 17978 | 0.5069 | 9.7 | 38315.1 | 1.9 | None Reported | Water Injection | 0.4874 | 0.29244 | 2.7 |  |  | 2.7
NY | Astoria Gas Turbine Power | 55243 | CT2-2A | Queens | 1970-06-01 | 255 | 41.9 | 40.7864 | -73.9133 | CAIRNOX, CAIROS, CAIRSO2, RGGI, TRNOX, TRNOXOS, TRSO2G1 | Combustion turbine | Pipeline Natural Gas | Diesel Oil |  | Electric Utility |  | 0.4913 | 19.732 | 80327.1 | 0.4955 | 22.296 | 90080.4 | 0.5133 | 40.523 | 161994.8 | 0.494 | 9.765 | 39525 | 0.5164 | 4.544 | 17595 | 0.494 | 13.734 | 55590 | 0.494 | 5.796 | 23460 | 0.494 | 5.261 | 21292.5 | 0.525 | 7.7 | 29325 | 0.466 | 10.8 | 46537.5 | 3.1 | None Reported | Water Injection | 0.466 | 0.2796 | 4.1 |  |  | 4.1
NY | Astoria Gas Turbine Power | 55243 | CT2-2B | Queens | 1970-06-01 | 255 | 41.9 | 40.7864 | -73.9133 | CAIRNOX, CAIROS, CAIRSO2, RGGI, TRNOX, TRNOXOS, TRSO2G1 | Combustion turbine | Pipeline Natural Gas | Diesel Oil |  | Electric Utility |  | 0.4913 | 19.732 | 80327.1 | 0.4955 | 22.296 | 90080.4 | 0.5133 | 40.523 | 161994.8 | 0.494 | 9.765 | 39525 | 0.5164 | 4.544 | 17595 | 0.494 | 13.734 | 55590 | 0.494 | 5.796 | 23460 | 0.494 | 5.261 | 21292.5 | 0.5557 | 8.1 | 29325 | 0.507 | 11.8 | 46537.5 | 3.1 | None Reported | Water Injection | 0.4913 | 0.29478 | 4.3 |  |  | 4.3
NY | Astoria Gas Turbine Power | 55243 | CT2-3A | Queens | 1970-06-01 | 255 | 41.9 | 40.7864 | -73.9133 | CAIRNOX, CAIROS, CAIRSO2, RGGI, TRNOX, TRNOXOS, TRSO2G1 | Combustion turbine | Pipeline Natural Gas | Diesel Oil |  | Electric Utility |  | 0.4913 | 15.16 | 61711.4 | 0.4911 | 25.445 | 103532.6 | 0.4945 | 48.939 | 197819.9 | 0.494 | 8.568 | 34680 | 0.4942 | 3.025 | 12240 | 0.494 | 8.631 | 34935 | 0.494 | 3.024 | 12240 | 0.494 | 2.457 | 9945 | 0.4978 | 5.1 | 20655 | 0.466 | 8 | 34170 | 2.2 | None Reported | Water Injection | 0.466 | 0.2796 | 2.9 |  |  | 2.9
NY | Astoria Gas Turbine Power | 55243 | CT2-3B | Queens | 1970-06-01 | 255 | 41.9 | 40.7864 | -73.9133 | CAIRNOX, CAIROS, CAIRSO2, RGGI, TRNOX, TRNOXOS, TRSO2G1 | Combustion turbine | Pipeline Natural Gas | Diesel Oil |  | Electric Utility |  | 0.4913 | 15.16 | 61711.4 | 0.4911 | 25.445 | 103532.6 | 0.4945 | 48.939 | 197819.9 | 0.494 | 8.568 | 34680 | 0.4942 | 3.025 | 12240 | 0.494 | 8.631 | 34935 | 0.494 | 3.024 | 12240 | 0.494 | 2.457 | 9945 | 0.5332 | 5.5 | 20655 | 0.507 | 8.7 | 34170 | 2.2 | None Reported | Water Injection | 0.4911 | 0.29466 | 3 |  |  | 3
NY | Astoria Gas Turbine Power | 55243 | CT2-4A | Queens | 1970-06-01 | 255 | 41.9 | 40.7864 | -73.9133 | CAIRNOX, CAIROS, CAIRSO2, RGGI, TRNOX, TRNOXOS, TRSO2G1 | Combustion turbine | Pipeline Natural Gas | Diesel Oil |  | Electric Utility |  | 0.4913 | 13.812 | 56228.6 | 0.491 | 20.534 | 83640 | 0.4945 | 47.203 | 189788 | 0.492 | 6.568 | 26712.3 | 0.4759 | 4.188 | 17595 | 0.494 | 9.261 | 37485 | 0.494 | 3.906 | 15810 | 0.494 | 2.961 | 11985 | 0.528 | 7.9 | 29835 | 0.466 | 9.1 | 39270 | 3.2 | None Reported | Water Injection | 0.466 | 0.2796 | 4.2 |  |  | 4.2
NY | Astoria Gas Turbine Power | 55243 | CT2-4B | Queens | 1970-06-01 | 255 | 41.9 | 40.7864 | -73.9133 | CAIRNOX, CAIROS, CAIRSO2, RGGI, TRNOX, TRNOXOS, TRSO2G1 | Combustion turbine | Pipeline Natural Gas | Diesel Oil |  | Electric Utility |  | 0.4913 | 13.812 | 56228.6 | 0.491 | 20.534 | 83640 | 0.4945 | 47.203 | 189788 | 0.492 | 6.568 | 26712.3 | 0.4759 | 4.188 | 17595 | 0.494 | 9.261 | 37485 | 0.494 | 3.906 | 15810 | 0.494 | 2.961 | 11985 | 0.5581 | 8.3 | 29835 | 0.507 | 10 | 39270 | 3.2 | None Reported | Water Injection | 0.4759 | 0.28554 | 4.3 |  |  | 4.3
NY | Astoria Gas Turbine Power | 55243 | CT3-1A | Queens | 1970-06-01 | 255 | 41.9 | 40.7864 | -73.9133 | CAIRNOX, CAIROS, CAIRSO2, RGGI, TRNOX, TRNOXOS, TRSO2G1 | Combustion turbine | Pipeline Natural Gas | Diesel Oil |  | Electric Utility |  | 0.4914 | 4.512 | 18360.6 | 0.4912 | 16.702 | 68023.6 | 0.4949 | 43.304 | 175001.5 | 0.4957 | 7.765 | 31366.3 | 0.5585 | 3.261 | 11602.7 | 0.494 | 17.372 | 70316.4 | 0.494 | 1.575 | 6375 | 0.494 | 2.347 | 9498.8 | 0.544 | 7.5 | 27540 | 0.466 | 5.4 | 23013.8 | 2.9 | None Reported | Water Injection | 0.466 | 0.2796 | 3.8 |  |  | 3.8
NY | Astoria Gas Turbine Power | 55243 | CT3-1B | Queens | 1970-06-01 | 255 | 41.9 | 40.7864 | -73.9133 | CAIRNOX, CAIROS, CAIRSO2, RGGI, TRNOX, TRNOXOS, TRSO2G1 | Combustion turbine | Pipeline Natural Gas | Diesel Oil |  | Electric Utility |  | 0.4914 | 4.512 | 18360.6 | 0.4912 | 16.702 | 68023.6 | 0.4949 | 43.304 | 175001.5 | 0.4957 | 7.765 | 31366.3 | 0.5585 | 3.261 | 11602.7 | 0.494 | 17.372 | 70316.4 | 0.494 | 1.575 | 6375 | 0.494 | 2.347 | 9498.8 | 0.5713 | 7.9 | 27540 | 0.507 | 5.8 | 23013.8 | 2.9 | None Reported | Water Injection | 0.4912 | 0.29472 | 4.1 |  |  | 4.1
NY | Astoria Gas Turbine Power | 55243 | CT3-2A | Queens | 1970-06-01 | 255 | 41.9 | 40.7864 | -73.9133 | CAIRNOX, CAIROS, CAIRSO2, RGGI, TRNOX, TRNOXOS, TRSO2G1 | Combustion turbine | Pipeline Natural Gas | Diesel Oil |  | Electric Utility |  | 0.4912 | 7.327 | 29836.4 | 0.4922 | 12.673 | 51511.8 | 0.4942 | 45.736 | 185008.2 | 0.4916 | 10.821 | 44053.3 | 0.4915 | 5.466 | 22249.3 | 0.494 | 10.521 | 42585 | 0.494 | 3.591 | 14535 | 0.494 | 4.709 | 19061.3 | 0.5459 | 11.2 | 41055 | 0.466 | 5.3 | 22822.6 | 4.4 | None Reported | Water Injection | 0.466 | 0.2796 | 5.7 |  |  | 5.7
NY | Astoria Gas Turbine Power | 55243 | CT3-2B | Queens | 1970-06-01 | 255 | 41.9 | 40.7864 | -73.9133 | CAIRNOX, CAIROS, CAIRSO2, RGGI, TRNOX, TRNOXOS, TRSO2G1 | Combustion turbine | Pipeline Natural Gas | Diesel Oil |  | Electric Utility |  | 0.4912 | 7.327 | 29836.4 | 0.4922 | 12.673 | 51511.8 | 0.4942 | 45.736 | 185008.2 | 0.4916 | 10.821 | 44053.3 | 0.4915 | 5.466 | 22249.3 | 0.494 | 10.521 | 42585 | 0.494 | 3.591 | 14535 | 0.494 | 4.709 | 19061.3 | 0.5729 | 11.8 | 41055 | 0.507 | 5.8 | 22822.6 | 4.4 | None Reported | Water Injection | 0.4912 | 0.29472 | 6.1 |  |  | 6.1
NY | Astoria Gas Turbine Power | 55243 | CT3-3A | Queens | 1970-06-01 | 255 | 41.9 | 40.7864 | -73.9133 | CAIRNOX, CAIROS, CAIRSO2, RGGI, TRNOX, TRNOXOS, TRSO2G1 | Combustion turbine | Pipeline Natural Gas | Diesel Oil |  | Electric Utility |  | 0.4912 | 6.858 | 27923.5 | 0.4945 | 17.463 | 70509.6 | 0.4945 | 43.324 | 175127.8 | 0.494 | 9.844 | 39843.8 | 0.5083 | 4.473 | 17847 | 0.494 | 6.489 | 26265 | 0.494 | 2.079 | 8415 | 0.494 | 1.985 | 8032.5 | 0.5198 | 4.9 | 18870 | 0.466 | 9.5 | 40800 | 2 | None Reported | Water Injection | 0.466 | 0.2796 | 2.6 |  |  | 2.6
NY | Astoria Gas Turbine Power | 55243 | CT3-3B | Queens | 1970-06-01 | 255 | 41.9 | 40.7864 | -73.9133 | CAIRNOX, CAIROS, CAIRSO2, RGGI, TRNOX, TRNOXOS, TRSO2G1 | Combustion turbine | Pipeline Natural Gas | Diesel Oil |  | Electric Utility |  | 0.4912 | 6.858 | 27923.5 | 0.4945 | 17.463 | 70509.6 | 0.4945 | 43.324 | 175127.8 | 0.494 | 9.844 | 39843.8 | 0.5083 | 4.473 | 17847 | 0.494 | 6.489 | 26265 | 0.494 | 2.079 | 8415 | 0.494 | 1.985 | 8032.5 | 0.5513 | 5.2 | 18870 | 0.507 | 10.3 | 40800 | 2 | None Reported | Water Injection | 0.4912 | 0.29472 | 2.8 |  |  | 2.8
NY | Astoria Gas Turbine Power | 55243 | CT3-4A | Queens | 1970-06-01 | 255 | 41.9 | 40.7864 | -73.9133 | CAIRNOX, CAIROS, CAIRSO2, RGGI, TRNOX, TRNOXOS, TRSO2G1 | Combustion turbine | Pipeline Natural Gas | Diesel Oil |  | Electric Utility |  | 0.4912 | 5.965 | 24289.5 | 0.4908 | 15.278 | 62158 | 0.5325 | 38.684 | 144973.4 | 0.5385 | 4.69 | 17404.9 | 0.6086 | 5.744 | 18870 | 0.539 | 15.526 | 57630 | 0.539 | 6.114 | 22695 | 0.539 | 5.599 | 20782.6 | 0.507 | 10 | 39270 | 0.466 | 12.5 | 53805 | 4.2 | None Reported | Water Injection | 0.466 | 0.2796 | 5.5 |  |  | 5.5
NY | Astoria Gas Turbine Power | 55243 | CT3-4B | Queens | 1970-06-01 | 255 | 41.9 | 40.7864 | -73.9133 | CAIRNOX, CAIROS, CAIRSO2, RGGI, TRNOX, TRNOXOS, TRSO2G1 | Combustion turbine | Pipeline Natural Gas | Diesel Oil |  | Electric Utility |  | 0.4912 | 5.965 | 24289.5 | 0.4908 | 15.278 | 62158 | 0.4981 | 36.16 | 144973.4 | 0.5208 | 4.3 | 16830.7 | 0.5703 | 5.382 | 18870 | 0.494 | 14.931 | 60435 | 0.494 | 5.607 | 22695 | 0.494 | 5.135 | 20782.6 | 0.5408 | 10.6 | 39270 | 0.507 | 13.6 | 53805 | 4.2 | None Reported | Water Injection | 0.4908 | 0.29448 | 5.8 |  |  | 5.8
NY | Astoria Gas Turbine Power | 55243 | CT4-1A | Queens | 1970-06-01 | 255 | 41.9 | 40.7864 | -73.9133 | CAIRNOX, CAIROS, CAIRSO2, RGGI, TRNOX, TRNOXOS, TRSO2G1 | Combustion turbine | Pipeline Natural Gas | Diesel Oil |  | Electric Utility |  | 0.4911 | 9.314 | 37932 | 0.4896 | 26.907 | 109716.5 | 0.4948 | 42.926 | 173535.4 | 0.494 | 12.537 | 50745 | 0.494 | 8.505 | 34425 | 0.494 | 6.568 | 26583.8 | 0.494 | 3.402 | 13770 | 0.494 | 2.756 | 11156.3 | 0.5365 | 5 | 18615 | 0.466 | 5.8 | 25053.8 | 2 | None Reported | Water Injection | 0.466 | 0.2796 | 2.6 |  |  | 2.6
NY | Astoria Gas Turbine Power | 55243 | CT4-1B | Queens | 1970-06-01 | 255 | 41.9 | 40.7864 | -73.9133 | CAIRNOX, CAIROS, CAIRSO2, RGGI, TRNOX, TRNOXOS, TRSO2G1 | Combustion turbine | Pipeline Natural Gas | Diesel Oil |  | Electric Utility |  | 0.4911 | 9.314 | 37932 | 0.4896 | 26.907 | 109716.5 | 0.4948 | 42.926 | 173535.4 | 0.494 | 12.537 | 50745 | 0.494 | 8.505 | 34425 | 0.494 | 6.568 | 26583.8 | 0.494 | 3.402 | 13770 | 0.494 | 2.756 | 11156.3 | 0.5652 | 5.3 | 18615 | 0.507 | 6.4 | 25053.8 | 2 | None Reported | Water Injection | 0.4896 | 0.29376 | 2.7 |  |  | 2.7
NY | Astoria Gas Turbine Power | 55243 | CT4-2A | Queens | 1970-06-01 | 255 | 41.9 | 40.7864 | -73.9133 | CAIRNOX, CAIROS, CAIRSO2, RGGI, TRNOX, TRNOXOS, TRSO2G1 | Combustion turbine | Pipeline Natural Gas | Diesel Oil |  | Electric Utility |  | 0.4916 | 12.949 | 52659.4 | 0.4909 | 23.994 | 97731.6 | 0.5004 | 36.698 | 146567.6 | 0.5547 | 7.746 | 27922.6 | 0.555 | 8.844 | 31875 | 0.555 | 4.953 | 17850 | 0.555 | 3.608 | 13005 | 0.555 | 3.838 | 13833.8 | 0.5255 | 4 | 15045 | 0.466 | 5.8 | 24990 | 1.6 | None Reported | Water Injection | 0.466 | 0.2796 | 2.1 |  |  | 2.1
NY | Astoria Gas Turbine Power | 55243 | CT4-2B | Queens | 1970-06-01 | 255 | 41.9 | 40.7864 | -73.9133 | CAIRNOX, CAIROS, CAIRSO2, RGGI, TRNOX, TRNOXOS, TRSO2G1 | Combustion turbine | Pipeline Natural Gas | Diesel Oil |  | Electric Utility |  | 0.4916 | 12.949 | 52659.4 | 0.4909 | 23.994 | 97731.6 | 0.5477 | 40.195 | 146567.6 | 0.494 | 6.899 | 27922.6 | 0.494 | 7.875 | 31875 | 0.494 | 5.229 | 21165 | 0.494 | 3.213 | 13005 | 0.494 | 3.418 | 13833.8 | 0.5561 | 4.2 | 15045 | 0.507 | 6.3 | 24990 | 1.6 | None Reported | Water Injection | 0.4909 | 0.29454 | 2.2 |  |  | 2.2
NY | Astoria Gas Turbine Power | 55243 | CT4-3A | Queens | 1970-06-01 | 255 | 41.9 | 40.7864 | -73.9133 | CAIRNOX, CAIROS, CAIRSO2, RGGI, TRNOX, TRNOXOS, TRSO2G1 | Combustion turbine | Pipeline Natural Gas | Diesel Oil |  | Electric Utility |  | 0.4977 | 4.228 | 17085.6 | 0.4906 | 23.275 | 94862.1 | 0.4949 | 41.353 | 167030.4 | 0.494 | 7.497 | 30345 | 0.494 | 5.859 | 23715 | 0.494 | 5.796 | 23460 | 0.494 | 3.339 | 13515 | 0.494 | 2.914 | 11793.8 | 0.546 | 5.5 | 20145 | 0.466 | 7.7 | 33150 | 2.2 | None Reported | Water Injection | 0.466 | 0.2796 | 2.8 |  |  | 2.8
NY | Astoria Gas Turbine Power | 55243 | CT4-3B | Queens | 1970-06-01 | 255 | 41.9 | 40.7864 | -73.9133 | CAIRNOX, CAIROS, CAIRSO2, RGGI, TRNOX, TRNOXOS, TRSO2G1 | Combustion turbine | Pipeline Natural Gas | Diesel Oil |  | Electric Utility |  | 0.4977 | 4.228 | 17085.6 | 0.4906 | 23.275 | 94862.1 | 0.4949 | 41.353 | 167030.4 | 0.494 | 7.497 | 30345 | 0.494 | 5.859 | 23715 | 0.494 | 5.796 | 23460 | 0.494 | 3.339 | 13515 | 0.494 | 2.914 | 11793.8 | 0.573 | 5.8 | 20145 | 0.507 | 8.4 | 33150 | 2.2 | None Reported | Water Injection | 0.4906 | 0.29436 | 3 |  |  | 3
NY | Astoria Gas Turbine Power | 55243 | CT4-4A | Queens | 1970-06-01 | 255 | 41.9 | 40.7864 | -73.9133 | CAIRNOX, CAIROS, CAIRSO2, RGGI, TRNOX, TRNOXOS, TRSO2G1 | Combustion turbine | Pipeline Natural Gas | Diesel Oil |  | Electric Utility |  | 0.4918 | 4.878 | 19826.7 | 0.4918 | 15.583 | 63369.3 | 0.4933 | 44.129 | 178634.7 | 0.494 | 11.734 | 47493.8 | 0.494 | 2.457 | 9945 | 0.494 | 16.947 | 68595 | 0.494 | 6.426 | 26010 | 0.494 | 6.914 | 27986.3 | 0.5107 | 10.2 | 40035 | 0.466 | 12.1 | 51765 | 4.3 | None Reported | Water Injection | 0.466 | 0.2796 | 5.6 |  |  | 5.6
NY | Astoria Gas Turbine Power | 55243 | CT4-4B | Queens | 1970-06-01 | 255 | 41.9 | 40.7864 | -73.9133 | CAIRNOX, CAIROS, CAIRSO2, RGGI, TRNOX, TRNOXOS, TRSO2G1 | Combustion turbine | Pipeline Natural Gas | Diesel Oil |  | Electric Utility |  | 0.4918 | 4.878 | 19826.7 | 0.4918 | 15.583 | 63369.3 | 0.4933 | 44.129 | 178634.7 | 0.494 | 11.734 | 47493.8 | 0.494 | 2.457 | 9945 | 0.494 | 16.947 | 68595 | 0.494 | 6.426 | 26010 | 0.494 | 6.914 | 27986.3 | 0.5439 | 10.9 | 40035 | 0.507 | 13.1 | 51765 | 4.3 | None Reported | Water Injection | 0.4918 | 0.29508 | 5.9 |  |  | 5.9
NY | Astoria Generating Station | 8906 | 20 | Queens | 1953-01-01 | 2300 | 180 | 40.7869 | -73.9122 | ARP, NBP | Dry bottom wall-fired boiler | Pipeline Natural Gas |  |  | Electric Utility | Electric Services | 0.1279 | 57.376 | 818560.975 | 0.1484 | 52.703 | 618544 | 0.1268 | 80.651 | 1173207.275 | 0.1641 | 34.796 | 421793.192 | 0.1383 | 9.155 | 118868.373 | 0.1375 | 25.974 | 371163.264 | 0.1401 | 10.411 | 125130.743 | 0.1308 | 47.784 | 607670.213 | 0.1207 | 9.5 | 132809.8 |  |  |  | 1.6 |  | New SCR | 0.1207 | 0.06 | 4.7 |  |  | 4.7
NY | Astoria Generating Station | 8906 | 30 | Queens | 1958-09-01 | 3984 | 376 | 40.7869 | -73.9122 | ARP, NBP | Dry bottom wall-fired boiler | Residual Oil | Pipeline Natural Gas |  | Electric Utility | Electric Services | 0.1643 | 457.512 | 5376723.275 | 0.1431 | 574.618 | 7551752.45 | 0.1234 | 512.536 | 8056237.113 | 0.1208 | 259.905 | 3593264.718 | 0.0929 | 256.551 | 4418169.184 | 0.0846 | 177.635 | 3761719.953 | [8 empty] | 0 |  |  |  | 0 |  | Low Ozone Season Rate | 0.0846 | 0.0846 | 0 |  |  | 0
NY | Astoria Generating Station | 8906 | 40 | Queens | 1958-09-01 | 4074 | 387 | 40.7869 | -73.9122 | ARP, NBP | Tangentially-fired | Residual Oil | Pipeline Natural Gas |  | Electric Utility | Electric Services | 0.1127 | 329.682 | 5655159.775 | 0.1294 | 471.832 | 7168606.925 | 0.1222 | 537.593 | 8698440.99 | 0.1044 | 217.579 | 4048366.143 | 0.0854 | 186.866 | 4027103.694 | 0.0634 | 138.965 | 4050201.545 | [8 empty] | 0 |  |  |  | 0 |  | Low Ozone Season Rate | 0.0634 | 0.0634 | 0 |  |  | 0
NY | Astoria Generating Station | 8906 | 50 | Queens | 1962-05-01 | 4094 | 387 | 40.7869 | -73.9122 | ARP, NBP | Tangentially-fired | Residual Oil | Pipeline Natural Gas |  | Electric Utility | Electric Services | 0.1289 | 462.407 | 6978712.375 | 0.1458 | 493.716 | 6278700.65 | 0.1411 | 540.502 | 7522324.451 | 0.1123 | 304.258 | 5172731.593 | 0.1129 | 279.403 | 4664430.288 | 0.085 | 183.723 | 4068618.691 | [8 empty] | 0 |  |  |  | 0 |  | Low Ozone Season Rate | 0.085 | 0.085 | 0 |  |  | 0
NY | Astoria Generating Station | 8906 | 31RH | Queens | 1958-09-01 | 3984 | 376 | 40.7869 | -73.9122 | CAIRNOX, CAIROS, CAIRSO2, RGGI, ARP | Dry bottom wall-fired boiler | Residual Oil | Pipeline Natural Gas |  | Electric Utility | Electric Services | [18 empty] | 0.0741 | 69.92 | 1693338.854 | 0.0754 | 115.95 | 2455953.441 | 0.0626 | 92.7 | 2452172.1 | 0.0707 | 92.6 | 2317284 | 16.8 |  | Low Ozone Season Rate | 0.0626 | 0.0626 | 92.7 |  |  | 92.7
NY | Astoria Generating Station | 8906 | 32SH | Queens | 1958-09-01 | 3984 | 376 | 40.7869 | -73.9122 | CAIRNOX, CAIROS, CAIRSO2, RGGI, ARP | Dry bottom wall-fired boiler | Residual Oil | Pipeline Natural Gas |  | Electric Utility | Electric Services | [18 empty] | 0.0735 | 63.503 | 1489817.17 | 0.0777 | 116.484 | 2227273.977 | 0.064 | 89.7 | 2191470.3 | 0.0689 | 87 | 2089006.5 | 15 |  | Low Ozone Season Rate | 0.064 | 0.064 | 89.7 |  |  | 89.7
NY | Astoria Generating Station | 8906 | 41SH | Queens | 1958-09-01 | 4074 | 387 | 40.7869 | -73.9122 | CAIRNOX, CAIROS, CAIRSO2, RGGI, ARP | Tangentially-fired | Residual Oil | Pipeline Natural Gas |  | Electric Utility | Electric Services | [18 empty] | 0.0505 | 43.677 | 1546802.169 | 0.0573 | 78.835 | 2409093.988 | 0.0518 | 21.4 | 690631.2 |  |  |  | 4.6 |  | Low Ozone Season Rate | 0.0505 | 0.0505 | 20.8 |  |  | 20.8
NY | Astoria Generating Station | 8906 | 42RH | Queens | 1958-09-01 | 4074 | 387 | 40.7869 | -73.9122 | CAIRNOX, CAIROS, CAIRSO2, RGGI, ARP | Tangentially-fired | Residual Oil | Pipeline Natural Gas |  | Electric Utility | Electric Services | [18 empty] | 0.048 | 33.675 | 1268444.047 | 0.0544 | 65.095 | 2034448.686 | 0.0389 | 12.8 | 564059.6 |  |  |  | 3.8 |  | Low Ozone Season Rate | 0.0389 | 0.0389 | 12.8 |  |  | 12.8
NY | Astoria Generating Station | 8906 | 51RH | Queens | 1962-05-01 | 4094 | 387 | 40.7869 | -73.9122 | CAIRNOX, CAIROS, CAIRSO2, RGGI, ARP | Tangentially-fired | Residual Oil | Pipeline Natural Gas |  | Electric Utility | Electric Services | [18 empty] | 0.0786 | 47.031 | 1111214.502 | 0.0681 | 74.936 | 2063017.309 | 0.0677 | 56.4 | 1557948.1 | 0.0696 | 90.4 | 2405402.5 | 10.4 |  | Low Ozone Season Rate | 0.0677 | 0.0677 | 56.4 |  |  | 56.4
NY | Astoria Generating Station | 8906 | 52SH | Queens | 1962-05-01 | 4094 | 387 | 40.7869 | -73.9122 | CAIRNOX, CAIROS, CAIRSO2, RGGI, ARP | Tangentially-fired | Residual Oil | Pipeline Natural Gas |  | Electric Utility | Electric Services | [18 empty] | 0.0748 | 44.051 | 1047796.531 | 0.0654 | 67.48 | 1983778.987 | 0.0669 | 51.1 | 1501612.1 | 0.0672 | 77.4 | 2324433.7 | 10 |  | Low Ozone Season Rate | 0.0654 | 0.0654 | 50 |  |  | 50
NY | Athens Generating Company | 55405 | 1 | Greene | 2003-06-27 | 2800 | 300 | 42.2728 | -73.8492 | ARP, CAIRNOX, CAIROS, CAIRSO2, RGGI, TRNOX, TRNOXOS, TRSO2G1 | Combined cycle | Pipeline Natural Gas | Diesel Oil | Dry Low NOx Burners<br>Water Injection<br>Selective Catalytic Reduction | Electric Utility |  | 0.2371 | 50.252 | 438973.4 | 0.0192 | 22.963 | 3877525.6 | 0.0379 | 7.578 | 703129.275 | 0.0128 | 19.621 | 4475168.654 | 0.0131 | 20.27 | 4681671.276 | 0.0116 | 24.999 | 6090885.469 | 0.0084 | 21.545 | 6243883.874 | 0.008 | 19.657 | 6105286.288 | 0.0187 | 7.2 | 1214341.2 | 0.0084 | 23.9 | 6749493.5 | 11.8 | Dry Low NOx Burners<br>Water Injection<br>Selective Catalytic Reduction | Existing SCR | 0.008 | 0.008 | 3.1 |  |  | 3.1
NY | Athens Generating Company | 55405 | 2 | Greene | 2003-05-12 | 2800 | 300 | 42.2728 | -73.8492 | ARP, CAIRNOX, CAIROS, CAIRSO2, RGGI, TRNOX, TRNOXOS, TRSO2G1 | Combined cycle | Pipeline Natural Gas | Diesel Oil | Dry Low NOx Burners<br>Water Injection<br>Selective Catalytic Reduction | Electric Utility |  | 0.1471 | 55.927 | 999338.475 | 0.0225 | 25.255 | 3862760 | 0.0089 | 24.613 | 6415469.325 | 0.0123 | 19.644 | 4595714.199 | 0.0107 | 21.563 | 5719724.963 | 0.0113 | 19.302 | 4870813.872 | 0.01 | 21.421 | 5490680.751 | 0.0063 | 21.698 | 7579167.21 | 0.0069 | 19 | 6505261.2 | 0.008 | 25.3 | 7455766.1 | 63.3 | Dry Low NOx Burners<br>Water Injection<br>Selective Catalytic Reduction | Existing SCR | 0.0063 | 0.0063 | 17.4 |  |  | 17.4
NY | Athens Generating Company | 55405 | 3 | Greene | 2003-04-08 | 2800 | 300 | 42.2728 | -73.8492 | ARP, CAIRNOX, CAIROS, CAIRSO2, RGGI, TRNOX, TRNOXOS, TRSO2G1 | Combined cycle | Pipeline Natural Gas | Diesel Oil | Dry Low NOx Burners<br>Water Injection<br>Selective Catalytic Reduction | Electric Utility |  | 0.1488 | 50.252 | 840532.85 | 0.025 | 19.003 | 2516294.65 | 0.0107 | 24.999 | 5864602.575 | 0.0106 | 21.71 | 5110087.141 | 0.012 | 18.773 | 4147586.123 | 0.0133 | 25.504 | 5539608.843 | 0.0113 | 24.321 | 5627869.642 | 0.0096 | 23.493 | 6383485.68 | 0.0085 | 21.9 | 6473907.4 | 0.0077 | 28.5 | 7946452.7 | 63 | Dry Low NOx Burners<br>Water Injection<br>Selective Catalytic Reduction | Existing SCR | 0.0077 | 0.0077 | 19.8 |  |  | 19.8
NY | Bayswater Peaking Facility | 55699 | 1 | Queens | 2002-07-01 | 625 | 60.5 | 40.6106 | -73.7614 | ARP, CAIRNOX, CAIROS, CAIRSO2, RGGI, TRNOX, TRNOXOS, TRSO2G1 | Combustion turbine | Pipeline Natural Gas |  | Selective Catalytic Reduction<br>Water Injection | Electric Utility |  | 0.043 | 8.904 | 506046.099 | 0.0151 | 4.201 | 791680.545 | 0.0141 | 2.98 | 648655.356 | 0.0142 | 2.734 | 619108.74 | 0.0174 | 2.306 | 487717.107 | 0.0346 | 2.214 | 358094.059 | 0.0263 | 1.061 | 196815.804 | 0.0137 | 1.951 | 442075.625 | 0.0123 | 3.2 | 786220 | 0.0104 | 4.6 | 1227046.2 | 34.3 | Selective Catalytic Reduction<br>Water Injection | Existing SCR | 0.0104 | 0.0104 | 2.7 |  |  | 2.7
NY | Bayswater Peaking Facility | 55699 | 2 | Queens | 2003-07-02 | 625 | 60.5 | 40.6106 | -73.7614 | ARP, CAIRNOX, CAIROS, CAIRSO2, RGGI, TRNOX, TRNOXOS, TRSO2G1 | Combustion turbine | Diesel Oil | Pipeline Natural Gas | Water Injection<br>Selective Catalytic Reduction | Electric Utility |  | 0.0692 | 6.687 | 254270.85 | 0.0408 | 1.796 | 153258.494 | 0.0283 | 2.348 | 214793.72 | 0.0423 | 1.987 | 146452.898 | 0.0406 | 1.792 | 132478.553 | 0.0555 | 0.659 | 41282.743 | 0.3581 | 1.263 | 25104.425 | 0.0446 | 2.036 | 152461.46 | 0.0667 | 0.8 | 46755.5 | 0.0806 | 0.9 | 56513.8 | 2 | Water Injection<br>Selective Catalytic Reduction | Existing SCR | 0.0283 | 0.0283 | 0.3 |  |  | 0.3
NY | Bethlehem Energy Center (Albany) | 2539 | 1 | Albany | 1952-01-01 | 1110 | 100 | 42.5905 | -73.7636 | ARP, NBP | Tangentially-fired | Residual Oil | Pipeline Natural Gas |  | Electric Utility | Electric Services | 0.1851 | 14.383 | 151239.68 | 0.1872 | 5.493 | 55059.006 | [20 empty] | 0 |  |  |  | 0 |  | New SNCR | 0.1851 | 0.11106 | 0 |  |  | 0
NY | Bethlehem Energy Center (Albany) | 2539 | 2 | Albany | 1952-01-01 | 1100 | 100 | 42.5905 | -73.7636 | ARP, NBP | Tangentially-fired | Residual Oil | Pipeline Natural Gas |  | Electric Utility | Electric Services | 0.1964 | 24.235 | 238425.831 | 0.2103 | 33.456 | 309377.19 | [20 empty] | 0 |  |  |  | 0 |  | New SNCR | 0.1964 | 0.11784 | 0 |  |  | 0
NY | Bethlehem Energy Center (Albany) | 2539 | 3 | Albany | 1953-01-01 | 1100 | 100 | 42.5905 | -73.7636 | ARP, NBP | Tangentially-fired | Residual Oil | Pipeline Natural Gas |  | Electric Utility | Electric Services | 0.1822 | 14.808 | 161544.822 | 0.1998 | 2.658 | 25024.322 | [20 empty] | 0 |  |  |  | 0 |  | New SNCR | 0.1822 | 0.10932 | 0 |  |  | 0
NY | Bethlehem Energy Center (Albany) | 2539 | 4 | Albany | 1954-01-01 | 1100 | 100 | 42.5905 | -73.7636 | ARP, NBP | Tangentially-fired | Residual Oil | Pipeline Natural Gas |  | Electric Utility | Electric Services | 0.1954 | 35.292 | 358032.452 | 0.1903 | 6.802 | 66621.81 | [20 empty] | 0 |  |  |  | 0 |  | New SNCR | 0.1903 | 0.11418 | 0 |  |  | 0
NY | Bethlehem Energy Center (Albany) | 2539 | 10001 | Albany | 2005-03-10 | 2450 | 194.3 | 42.5905 | -73.7636 | ARP, CAIRNOX, CAIROS, CAIRSO2, RGGI, TRNOX, TRNOXOS, TRSO2G1 | Combined cycle | Pipeline Natural Gas | Diesel Oil | Dry Low NOx Burners<br>Water Injection<br>Selective Catalytic Reduction | Electric Utility | [7 empty] | 0.0395 | 11.054 | 1109117.232 | 0.0132 | 7.437 | 1743976.658 | 0.011 | 7.337 | 1894944.259 | 0.0156 | 13.394 | 3003069.093 | 0.0158 | 15.319 | 3685289.917 | 0.0117 | 20.623 | 5188046.194 | 0.0179 | 18.1 | 4220034.7 | 0.0132 | 20 | 5296325.5 | 46.9 | Dry Low NOx Burners<br>Water Injection<br>Selective Catalytic Reduction | Existing SCR | 0.011 | 0.011 | 11.1 |  |  | 11.1
NY | Bethlehem Energy Center (Albany) | 2539 | 10002 | Albany | 2005-03-18 | 2450 | 194.3 | 42.5905 | -73.7636 | ARP, CAIRNOX, CAIROS, CAIRSO2, RGGI, TRNOX, TRNOXOS, TRSO2G1 | Combined cycle | Pipeline Natural Gas | Diesel Oil | Dry Low NOx Burners<br>Water Injection<br>Selective Catalytic Reduction | Electric Utility | [7 empty] | 0.0406 | 11.109 | 1111156.132 | 0.0134 | 7.383 | 1793594.953 | 0.014 | 7.716 | 1878276.348 | 0.0153 | 14.106 | 3115657.976 | 0.0155 | 15.943 | 3884615.672 | 0.0113 | 16.373 | 4398853.454 | 0.0179 | 20.7 | 4590622.5 | 0.0187 | 23 | 5150058.3 | 51 | Dry Low NOx Burners<br>Water Injection<br>Selective Catalytic Reduction | Existing SCR | 0.0113 | 0.0113 | 13 |  |  | 13
NY | Bethlehem Energy Center (Albany) | 2539 | 10003 | Albany | 2005-03-12 | 2450 | 194.3 | 42.5905 | -73.7636 | ARP, CAIRNOX, CAIROS, CAIRSO2, RGGI, TRNOX, TRNOXOS, TRSO2G1 | Combined cycle | Pipeline Natural Gas | Diesel Oil | Dry Low NOx Burners<br>Water Injection<br>Selective Catalytic Reduction | Electric Utility | [7 empty] | 0.0428 | 17.484 | 1244900.308 | 0.0153 | 6.45 | 1453575.352 | 0.0139 | 6.989 | 1674212.942 | 0.0164 | 12.538 | 2887563.76 | 0.0152 | 14.528 | 3585597.134 | 0.0115 | 17.582 | 4894883.817 | 0.0185 | 19.5 | 4443978.6 | 0.0153 | 20.1 | 5098830.6 | 49.4 | Dry Low NOx Burners<br>Water Injection<br>Selective Catalytic Reduction | Existing SCR | 0.0115 | 0.0115 | 12.1 |  |  | 12.1
NY | Bethpage Energy Center | 50292 | GT1 | Nassau | 1989-08-13 | 416 | 33.7 | 40.7469 | -73.4994 | ARP, CAIRNOX, CAIROS, CAIRSO2, RGGI, TRNOX, TRNOXOS, TRSO2G1 | Combined cycle | Pipeline Natural Gas |  | Steam Injection | Electric Utility |  | 0.1439 | 60.271 | 838567.145 | 0.1475 | 48.488 | 667170.07 | 0.1228 | 17.423 | 287902.921 | 0.2238 | 33.508 | 303116.263 | 0.2266 | 16.461 | 143333.787 | 0.1342 | 16.818 | 259849.755 | 0.1361 | 16.401 | 244401.59 | 0.1188 | 23.668 | 399554.895 | 0.1337 | 12.7 | 197192.6 | 0.1433 | 22.5 | 319954.3 | 12.9 | Steam Injection | Low Ozone Season Rate | 0.1188 | 0.1188 | 11.3 |  |  | 11.3
NY | Bethpage Energy Center | 50292 | GT2 | Nassau | 1989-08-13 | 416 | 33.7 | 40.7469 | -73.4994 | ARP, CAIRNOX, CAIROS, CAIRSO2, RGGI, TRNOX, TRNOXOS, TRSO2G1 | Combined cycle | Pipeline Natural Gas |  | Steam Injection | Electric Utility |  | 0.1446 | 58.342 | 806135.348 | 0.1458 | 35.297 | 490308.968 | 0.1249 | 18.081 | 295111.182 | 0.1256 | 2.776 | 45846.853 | 0.1362 | 10.003 | 151657.905 | 0.1338 | 20.05 | 310437.694 | 0.1274 | 14.404 | 228136.59 | 0.1298 | 15.377 | 239092.148 | 0.1247 | 17.4 | 287935.8 | 0.144 | 32.8 | 458680.6 | 18.8 | Steam Injection | Low Ozone Season Rate | 0.1247 | 0.1247 | 17.4 |  |  | 17.4
NY | Bethpage Energy Center | 50292 | GT3 | Nassau | 2002-07-01 | 480 | 60 | 40.7469 | -73.4994 | ARP, CAIRNOX, CAIROS, CAIRSO2, RGGI, TRNOX, TRNOXOS, TRSO2G1 | Combustion turbine | Pipeline Natural Gas |  | Water Injection<br>Selective Catalytic Reduction | Electric Utility |  | 0.0533 | 5.21 | 590014.367 | 0.0398 | 4.218 | 653661.092 | 0.0111 | 2.6 | 668763.196 | 0.0121 | 1.74 | 400743.371 | 0.0509 | 2.899 | 211057.081 | 0.0133 | 1.297 | 251793.053 | 0.0382 | 5.958 | 339762.1 | 0.0177 | 3.518 | 476753.763 | 0.0121 | 2.4 | 585659.1 | 0.012 | 2.6 | 634945.9 | 33.2 | Water Injection<br>Selective Catalytic Reduction | Existing SCR | 0.0111 | 0.0111 | 2.2 |  |  | 2.2
NY | Bethpage Energy Center | 50292 | GT4 | Nassau | 2005-05-08 | 730 | 60 | 40.7469 | -73.4994 | ARP, CAIRNOX, CAIROS, CAIRSO2, RGGI, TRNOX, TRNOXOS, TRSO2G1 | Combined cycle | Pipeline Natural Gas |  | Water Injection<br>Selective Catalytic Reduction | Electric Utility | [7 empty] | 0.0208 | 11.874 | 1137131.544 | 0.0084 | 6.772 | 1671675.165 | 0.0083 | 4.846 | 1293009.432 | 0.0071 | 5.866 | 1592377.971 | 0.0065 | 4.998 | 1613895.913 | 0.0071 | 5.249 | 1469368.843 | 0.0067 | 4.4 | 1280119.6 | 0.0071 | 4.6 | 1334507.6 | 47.8 | Water Injection<br>Selective Catalytic Reduction | Existing SCR | 0.0065 | 0.0065 | 4.2 |  |  | 4.2
NY | Black River Generation, LLC | 10464 | E0001 | Jefferson | 1991-11-01 | 249 | 55.5 | 44.0361 | -75.7712 | NBP | Circulating fluidized bed boiler | Coal | Other Solid Fuel, Petroleum Coke, Tire Derived Fuel, Wood |  | Electric Utility | Elec & Other Services Combined | 0.1297 | 52.594 | 812843.63 | 0.122 | 51.566 | 852675.124 | 0.1587 | 49.538 | 626453.322 | 0.1525 | 65.345 | 857634.193 | 0.145 | 54.596 | 753362.189 | 0.1337 | 58.105 | 869298.564 | 0.1746 | 1.744 | 20070.322 | [9 empty] | 0 |  | New SNCR | 0.122 | 0.0732 | 0 |  |  | 0
NY | Black River Generation, LLC | 10464 | E0002 | Jefferson | 1991-11-01 | 249 | 55.5 | 44.0361 | -75.7712 | NBP | Circulating fluidized bed boiler | Coal | Other Solid Fuel, Petroleum Coke, Tire Derived Fuel, Wood |  | Electric Utility | Elec & Other Services Combined | 0.1263 | 45.651 | 723575.394 | 0.122 | 53.365 | 881672.104 | 0.1582 | 49.747 | 630375.963 | 0.152 | 65.823 | 867371.796 | 0.1458 | 58.653 | 809853.856 | 0.1336 | 60.259 | 900332.536 | 0.1726 | 1.59 | 18399.852 | [9 empty] | 0 |  | New SNCR | 0.122 | 0.0732 | 0 |  |  | 0
NY | Black River Generation, LLC | 10464 | E0003 | Jefferson | 1991-11-01 | 249 | 55.5 | 44.0361 | -75.7712 | NBP | Circulating fluidized bed boiler | Coal | Other Solid Fuel, Petroleum Coke, Tire Derived Fuel, Wood |  | Electric Utility | Elec & Other Services Combined | 0.1297 | 53.767 | 830431.342 | 0.122 | 52.664 | 870704.139 | 0.1582 | 49.673 | 622648.895 | 0.1524 | 65.794 | 865609.472 | 0.145 | 60.682 | 848578.858 | 0.1336 | 55.853 | 836162.889 | 0.1623 | 2.03 | 24109.774 | [9 empty] | 0 |  | New SNCR | 0.122 | 0.0732 | 0 |  |  | 0
NY | Bowline Generating Station | 2625 | 1 | Rockland | 1972-09-01 | 7000 | 621 | 41.2044 | -73.9689 | ARP, NBP | Tangentially-fired | Other Oil | Pipeline Natural Gas | Low NOx Burner Technology w/ Closed-coupled OFA | Electric Utility | Electric Services | 0.2204 | 654.779 | 5233522.025 | 0.1891 | 291.462 | 2640796.275 | 0.1903 | 501.608 | 4463757.55 | 0.1219 | 122.826 | 1858476.5 | 0.1283 | 216.138 | 3042928.6 | 0.117 | 142.968 | 2052846.301 | 0.0761 | 57.988 | 1147192.971 | 0.0967 | 139.254 | 2173076.141 | 0.0965 | 147.3 | 2370233.3 | 0.0991 | 205.9 | 3321147.2 | 9.2 |  | Low Ozone Season Rate | 0.0761 | 0.0761 | 116.2 |  |  | 116.2
NY | Bowline Generating Station | 2625 | 2 | Rockland | 1974-05-01 | 7600 | 621 | 41.2044 | -73.9689 | ARP, NBP | Dry bottom wall-fired boiler | Other Oil | Pipeline Natural Gas | Overfire Air | Electric Utility | Electric Services | 0.2251 | 179.785 | 1373558.3 | 0.2108 | 87.493 | 713383.85 | 0.2281 | 331.086 | 2591099.875 | 0.1225 | 73.135 | 1145558.5 | 0.149 | 63.804 | 773159.725 | 0.1334 | 52.296 | 653195.935 | 0.1376 | 12.771 | 155633.47 | 0.1209 | 116.399 | 1469362.673 | 0.0693 | 6.7 | 159487.8 | 0.078 | 8.1 | 154423.8 | 0.6 |  | Low Ozone Season Rate | 0.0693 | 0.0693 | 6.7 |  |  | 6.7
NY | Brentwood | 7912 | BW01 | Suffolk | 2001-07-25 | 480 | 47 | 40.7869 | -73.194 | ARP, CAIRNOX, CAIROS, CAIRSO2, RGGI, TRNOX, TRNOXOS, TRSO2G1 | Combustion turbine | Pipeline Natural Gas |  | Selective Catalytic Reduction | Electric Utility |  | 0.0127 | 1.394 | 283704.225 | 0.0168 | 1.058 | 224079.799 | 0.0186 | 2.425 | 561403.991 | 0.0202 | 2.818 | 637454.02 | 0.0191 | 2.138 | 485352.867 | 0.0188 | 2.066 | 450762.855 | 0.0265 | 0.451 | 91456.003 | 0.021 | 1.985 | 428247.42 | 0.0293 | 2.1 | 416241.3 | 0.0247 | 2.2 | 462572.5 | 23.6 | Selective Catalytic Reduction | Existing SCR | 0.0127 | 0.0127 | 0.9 |  |  | 0.9
NY | Caithness Long Island Energy Center | 56234 | 1 | Suffolk | 2009-04-17 | 2650 | 196.2 | 40.8142 | -72.9403 | ARP, CAIRNOX, CAIROS, CAIRSO2, RGGI, TRNOX, TRNOXOS, TRSO2G1 | Combined cycle | Pipeline Natural Gas | Diesel Oil | Dry Low NOx Burners<br>Water Injection<br>Ammonia Injection<br>Selective Catalytic Reduction | Electric Utility | [22 empty] | 0.0062 | 18.832 | 6138837.802 | 0.0064 | 20.8 | 6602425.9 | 0.0071 | 26.4 | 7518294.2 | 67.9 | Dry Low NOx Burners<br>Water Injection<br>Ammonia Injection<br>Selective Catalytic Reduction | Existing SCR | 0.0062 | 0.0062 | 20.1 |  |  | 20.1
NY | Carr Street Generating Station | 50978 | A | Onondaga | 1993-12-11 | 424 | 48.8 | 43.0611 | -76.0819 | ARP, CAIRNOX, CAIROS, CAIRSO2, RGGI, TRNOX, TRNOXOS, TRSO2G1 | Combined cycle | Pipeline Natural Gas | Diesel Oil | Water Injection<br>Ammonia Injection | Electric Utility |  | 0.0374 | 1.589 | 105975.693 | 0.0424 | 0.365 | 24696.623 | 0.0366 | 2.77 | 202117.167 | 0.035 | 1.055 | 78891.514 | 0.0322 | 1.567 | 116622.819 | 0.0329 | 0.873 | 68160.928 | 0.0338 | 0.305 | 23093.84 | 0.0289 | 1.278 | 105861.223 | 0.0279 | 0.7 | 62551.1 | 0.0342 | 2.3 | 178798.9 | 4 | Water Injection<br>Ammonia Injection | Low Ozone Season Rate | 0.0279 | 0.0279 | 0.7 |  |  | 0.7
NY | Carr Street Generating Station | 50978 | B | Onondaga | 1993-12-11 | 424 | 48.8 | 43.0611 | -76.0819 | ARP, CAIRNOX, CAIROS, CAIRSO2, RGGI, TRNOX, TRNOXOS, TRSO2G1 | Combined cycle | Pipeline Natural Gas | Diesel Oil | Water Injection<br>Ammonia Injection | Electric Utility |  | 0.0378 | 2.018 | 123253.091 | 0.0461 | 0.581 | 35391.675 | 0.0337 | 2.862 | 210258.882 | 0.0328 | 1.167 | 83495.527 | 0.035 | 1.834 | 123778.392 | 0.0309 | 0.931 | 69059.604 | 0.0321 | 0.34 | 24508.64 | 0.0301 | 1.445 | 108630.446 | 0.0291 | 0.8 | 63037.3 | 0.036 | 2.6 | 179612.2 | 4 | Water Injection<br>Ammonia Injection | Low Ozone Season Rate | 0.0291 | 0.0291 | 0.8 |  |  | 0.8
NY | Castleton Power, LLC | 10190 | 1 | Rensselaer | 1992-09-01 | 600 | 47 | 42.5375 | -73.7433 | ARP, CAIRNOX, CAIROS, CAIRSO2, RGGI, TRNOX, TRNOXOS, TRSO2G1 | Combined cycle | Pipeline Natural Gas | Diesel Oil | Steam Injection | Electric Utility |  | 0.0677 | 28.58 | 931053.491 | 0.0736 | 17.776 | 571116.839 | 0.0792 | 25.704 | 744154.238 | 0.0641 | 19.736 | 723483.632 | 0.06 | 17.847 | 715129.602 | 0.0831 | 10.989 | 321815.516 | 0.0836 | 8.733 | 248355.645 | 0.0846 | 32.286 | 847950.862 | 0.0847 | 14 | 369737.5 | 0.0778 | 30.9 | 875949.6 | 16.8 | Steam Injection | Low Ozone Season Rate | 0.06 | 0.06 | 9.9 |  |  | 9.9
NY | Cayuga Operating Company, LLC | 2535 | 1 | Tompkins | 1955-08-01 | 1980 | 155.3 | 42.6028 | -76.6336 | ARP, NBP | Tangentially-fired | Coal | Residual Oil | Low NOx Burner Technology w/ Closed-coupled/Separated OFA<br>Selective Catalytic Reduction | Electric Utility | Electric Services | 0.1782 | 474.508 | 5329975.199 | 0.1651 | 434.119 | 5262875.018 | 0.1871 | 492.974 | 5302462.2 | 0.186 | 477.397 | 5168453.889 | 0.1985 | 528.014 | 5341016.686 | 0.2087 | 472.247 | 4569821.57 | 0.1789 | 186.011 | 2215977.273 | 0.2705 | 590.289 | 4381373.208 | 0.2692 | 318.9 | 2419022.3 | 0.2522 | 124.7 | 985257.7 | 33.3 | SCR | Existing SCR | 0.1651 | 0.1651 | 195.6 |  |  | 195.6
NY | Cayuga Operating Company, LLC | 2535 | 2 | Tompkins | 1958-09-01 | 2072 | 167.2 | 42.6028 | -76.6336 | ARP, NBP | Tangentially-fired | Coal | Residual Oil | Low NOx Burner Technology w/ Closed-coupled/Separated OFA | Electric Utility | Electric Services | 0.1802 | 488.948 | 5400404.501 | 0.1832 | 381.452 | 4118925.782 | 0.1888 | 484.944 | 5123897 | 0.1939 | 464.572 | 4782195.787 | 0.2075 | 505.67 | 4846866.567 | 0.2184 | 507.288 | 4648676.733 | 0.3055 | 375.451 | 2448716.888 | 0.295 | 592.58 | 3994097.817 | 0.2983 | 527.7 | 3546142.4 | 0.3318 | 262.1 | 1601320.1 | 46.6 |  | New SCR | 0.1802 | 0.06 | 106.1 |  |  | 106.1
NY | Charles Poletti | 2491 | 1 | Queens | 1977-03-07 | 8266 | 883 | 40.7903 | -73.9111 | ARP, NBP | Dry bottom wall-fired boiler | Diesel Oil | Pipeline Natural Gas | Low NOx Burner Technology w/ Overfire Air | Electric Utility |  | 0.1169 | 701.224 | 12000000 | 0.1072 | 655.47 | 11200000 |  |  |  | 0.1017 | 647.915 | 11200000 | 0.1216 | 773.656 | 10600000 | 0.1238 | 878.597 | 12300000 | 0.1086 | 510.727 | 8809311.139 | [5 empty] | 0 |  |  |  | 0 |  | New SCR | 0.1017 | 0.06 | 0 |  |  | 0
NY | Dynegy Danskammer | 2480 | 1 | Orange | 1951-01-01 | 709 | 72 | 41.5736 | -73.9747 | ARP, NBP | Tangentially-fired | Residual Oil | Pipeline Natural Gas |  | Electric Utility | Electric Services | 0.2014 | 5.046 | 47689.775 | 0.1736 | 3.355 | 27899.175 | 0.199 | 93.317 | 839622.6 | 0.2157 | 16.155 | 127972.35 | 0.202 | 7.358 | 63720.047 | 0.1928 | 3.064 | 27242.94 | 0.1646 | 1.658 | 17607.887 | 0.2078 | 5.236 | 38720.956 | 0.1713 | 9.2 | 89042.6 | 0.1078 | 3.4 | 45643.4 | 3.4 |  | New SNCR | 0.1078 | 0.06468 | 3.5 |  |  | 3.5
NY | Dynegy Danskammer | 2480 | 2 | Orange | 1954-01-01 | 904 | 73.5 | 41.5736 | -73.9747 | ARP, NBP | Tangentially-fired | Residual Oil | Pipeline Natural Gas |  | Electric Utility | Electric Services | 0.1731 | 10.356 | 107772.975 | 0.2262 | 20.774 | 157538.7 | 0.247 | 48.79 | 348448.8 | 0.2193 | 16.65 | 128835.95 | 0.1857 | 13.072 | 127647.764 | 0.1599 | 2.72 | 30671.457 | 0.0798 | 0.58 | 11237.712 | 0.1975 | 6.268 | 53320.124 | 0.142 | 6.6 | 80107.9 | 0.1054 | 2.4 | 36067.2 | 2.4 |  | Low Ozone Season Rate | 0.0798 | 0.0798 | 3.7 |  |  | 3.7
NY | Dynegy Danskammer | 2480 | 3 | Orange | 1959-10-01 | 1337 | 147.1 | 41.5736 | -73.9747 | ARP, NBP | Tangentially-fired | Coal | Pipeline Natural Gas | Low NOx Burner Technology w/ Separated OFA<br>Overfire Air | Electric Utility | Electric Services | 0.2267 | 432.779 | 3799782.75 | 0.2514 | 443.481 | 3512991.625 | 0.2653 | 516.184 | 3866067.575 | 0.2349 | 424.123 | 3608581.8 | 0.2375 | 544.626 | 4559546.23 | 0.2169 | 452.038 | 4128165.867 | 0.2301 | 367.978 | 3129207.34 | 0.2326 | 375.569 | 3100589.393 | 0.2 | 198.1 | 1629685.2 | 0.194 | 105.8 | 851648 | 33.2 |  | New SNCR | 0.194 | 0.06 | 59.4 | Shutdown | Gas Combined Cycle Replacement | 7.7 | 190.3
NY | Dynegy Danskammer | 2480 | 4 | Orange | 1967-09-01 | 2419 | 239.4 | 41.5736 | -73.9747 | ARP, NBP | Tangentially-fired | Coal | Pipeline Natural Gas | Low NOx Burner Technology w/ Separated OFA<br>Overfire Air | Electric Utility | Electric Services | 0.2308 | 710.31 | 5929399.075 | 0.2378 | 699.203 | 5547861.775 | 0.2789 | 808.886 | 5612814.8 | 0.2945 | 1008.881 | 6791117.675 | 0.3179 | 1146.772 | 7122645.77 | 0.2876 | 971.405 | 6740757.671 | 0.2631 | 872.278 | 6395993.228 | 0.232 | 599.264 | 4883414.369 | 0.2195 | 384.2 | 2836176 | 0.1938 | 211.5 | 1613249.7 | 31.9 |  | New SCR | 0.1938 | 0.06 | 105 | Shutdown | Gas Combined Cycle Replacement | 13.5 | 370.7
NY | Dynegy Roseton | 8006 | 1 | Orange | 1974-12-01 | 7031 | 621 | 41.5711 | -73.9739 | ARP, NBP | Tangentially-fired | Residual Oil | Pipeline Natural Gas | Other | Electric Utility | Electric Services | 0.1722 | 807.911 | 8747271.475 | 0.1931 | 786.937 | 7373361.075 | 0.2064 | 1070.41 | 9739276.375 | 0.1724 | 196.024 | 1941401.9 | 0.1514 | 72.616 | 756887.975 | 0.1217 | 33.238 | 366602.848 | 0.0599 | 24.029 | 511213.619 | 0.0718 | 116.633 | 2662705.688 | 0.0797 | 48.2 | 959589.8 | 0.0711 | 86.5 | 2087202.6 | 3.7 |  | Low Ozone Season Rate | 0.0599 | 0.0599 | 36.3 |  |  | 36.3
NY | Dynegy Roseton | 8006 | 2 | Orange | 1974-09-01 | 6987 | 621 | 41.5711 | -73.9739 | ARP, NBP | Tangentially-fired | Residual Oil | Pipeline Natural Gas | Other | Electric Utility | Electric Services | 0.1797 | 875.457 | 9024288.45 | 0.2002 | 817.47 | 7355601.925 | 0.199 | 879.923 | 8078469.025 | 0.1588 | 167.742 | 1731617.125 | 0.1253 | 138.456 | 1648424.435 | 0.1006 | 125.409 | 1660081.752 | 0.0724 | 25.196 | 503473.803 | 0.0437 | 69.563 | 2420578.102 | 0.0635 | 76.5 | 2035660.3 | 0.0506 | 61.1 | 2025962.8 | 7.9 |  | Low Ozone Season Rate | 0.0437 | 0.0437 | 52.7 |  |  | 52.7
NY | E F Barrett | 2511 | 10 | Nassau | 1956-01-01 | 2300 | 188 | 40.6169 | -73.6486 | ARP, NBP | Tangentially-fired | Pipeline Natural Gas | Residual Oil | Combustion Modification/Fuel Reburning | Electric Utility | Electric Services | 0.1553 | 269.309 | 3626034.575 | 0.1258 | 198.824 | 3233928.3 | 0.149 | 280.546 | 3802475.85 | 0.1287 | 259.636 | 4152099.7 | 0.1377 | 256.338 | 3826367.35 | 0.1466 | 319.405 | 4190373.2 | 0.0933 | 152.682 | 3049471.275 | 0.0922 | 204.771 | 4176782.525 | 0.0761 | 129 | 3013094 | 0.0695 | 148.7 | 3969556.5 | 35.7 |  | Low Ozone Season Rate | 0.0695 | 0.0695 | 117.8 |  |  | 117.8
NY | E F Barrett | 2511 | 20 | Nassau | 1963-01-01 | 2000 | 188 | 40.6169 | -73.6486 | ARP, NBP | Tangentially-fired | Pipeline Natural Gas | Residual Oil | Overfire Air | Electric Utility | Electric Services | 0.0923 | 119.303 | 2983774.85 | 0.1086 | 139.101 | 2804944.525 | 0.1271 | 190.001 | 3277015.575 | 0.0849 | 151.581 | 4065407.7 | 0.0895 | 136.282 | 3583945.3 | 0.0903 | 110.646 | 2765897.2 | 0.0719 | 90.649 | 2571232.85 | 0.053 | 95.124 | 3661258.6 | 0.0476 | 73.1 | 2999820.4 | 0.0495 | 101.6 | 4101895.9 | 40.8 |  | Low Ozone Season Rate | 0.0476 | 0.0476 | 73.1 |  |  | 73.1
NY | E F Barrett | 2511 | U00009 | Nassau | 1970-07-01 | 276 | 41.8 | 40.6169 | -73.6486 | CAIROS | Combustion turbine | Pipeline Natural Gas | Diesel Oil |  | Electric Utility |  | 0.4727 | 3.092 | 12955 | 0.2811 | 1.464 | 10424.5 | 0.3126 | 8.078 | 52022.7 | 0.3011 | 6.548 | 43628.3 | 0.3226 | 3.334 | 20777.3 | 0.3141 | 4.78 | 29234.7 | 0.3 | 3.144 | 20959.6 | 0.3456 | 3.078 | 17970.9 | 0.354 | 5.5 | 30963.4 | 0.3539 | 9.1 | 51625.3 | 3.1 | None Reported | Water Injection | 0.2811 | 0.16866 | 2.6 |  |  | 2.6
NY | E F Barrett | 2511 | U00010 | Nassau | 1970-07-01 | 276 | 41.8 | 40.6169 | -73.6486 | CAIROS | Combustion turbine | Pipeline Natural Gas | Diesel Oil |  | Electric Utility |  | 0.3425 | 2.605 | 15048.8 | 0.2825 | 3.538 | 25117.4 | 0.3047 | 9.185 | 60592.8 | 0.3024 | 5.453 | 36097 | 0.4892 | 3.816 | 15595 | 0.3026 | 2.233 | 14753.8 | 0.3115 | 2.065 | 13257.8 | [9 empty] | 0 | None Reported | Water Injection | 0.2825 | 0.1695 | 0 |  |  | 0
NY | E F Barrett | 2511 | U00011 | Nassau | 1970-07-01 | 276 | 41.8 | 40.6169 | -73.6486 | CAIROS | Combustion turbine | Pipeline Natural Gas | Diesel Oil |  | Electric Utility |  | 0.3316 | 2.916 | 17577.8 | 0.2824 | 4.149 | 29431.8 | 0.3087 | 10.04 | 65214.6 | 0.3019 | 7.639 | 50589.4 | 0.3202 | 3.456 | 21276.5 | 0.3019 | 3.084 | 20432.4 | 0.3043 | 2.664 | 17191.8 | 0.3446 | 3.463 | 20233.6 | 0.3541 | 6.5 | 36968.7 | 0.3539 | 10.8 | 61229.3 | 3.6 | None Reported | Water Injection | 0.2824 | 0.16944 | 3.1 |  |  | 3.1
NY | E F Barrett | 2511 | U00012 | Nassau | 1970-07-01 | 270 | 41.8 | 40.6169 | -73.6486 | CAIRNOX, CAIROS, CAIRSO2, RGGI, TRNOX, TRNOXOS, TRSO2G1 | Combustion turbine | Pipeline Natural Gas | Diesel Oil |  | Electric Utility |  | 0.4768 | 24.158 | 101264.4 | 0.492 | 18.594 | 75574.6 | 0.77 | 27.569 | 70043.2 | 0.4921 | 15.736 | 63964.2 | 0.5607 | 6.977 | 24930.5 | 0.4273 | 15.618 | 72716.1 | 0.422 | 7.269 | 34450.3 | 0.4221 | 13.509 | 64021.9 | 0.4378 | 25.7 | 117671.6 | 0.458 | 37.7 | 164821.3 | 11.9 | None Reported | Water Injection | 0.422 | 0.2532 | 14.9 |  |  | 14.9
NY | East River | 2493 | 70 | New York | 1955-01-01 | 1982 | 200 | 40.7281 | -73.9742 | ARP, NBP | Dry bottom wall-fired boiler | Residual Oil | Pipeline Natural Gas |  | Electric Utility | Electric Services | 0.185 | 222.608 | 2157325.925 | 0.1014 | 180.039 | 3472898.45 | 0.1303 | 192.982 | 2930042.1 | 0.1179 | 185.869 | 3083783.225 | 0.1037 | 172.767 | 3116287.275 | 0.119 | 157.341 | 2509459.525 | 0.14 | 155.108 | 2156343.975 | 0.1457 | 239.762 | 3221686.375 | 0.1589 | 143.3 | 1655877.7 | 0.1002 | 140.8 | 2802914.3 | 22.8 |  | New SNCR | 0.1002 | 0.06012 | 54.2 |  |  | 54.2
NY | Edgewood Energy | 55786 | CT01 | Suffolk | 2002-07-15 | 480 | 50 | 40.7861 | -73.2931 | ARP, CAIRNOX, CAIROS, CAIRSO2, RGGI, TRNOX, TRNOXOS, TRSO2G1 | Combustion turbine | Pipeline Natural Gas |  | Water Injection<br>Selective Catalytic Reduction | Electric Utility |  | 0.0316 | 1.489 | 363773.079 | 0.0233 | 1.411 | 392902.533 | 0.0147 | 2.046 | 573857.734 | 0.0127 | 2.28 | 623610.074 | 0.015 | 2.279 | 567302.715 | 0.0127 | 1.664 | 437057.498 | 0.014 | 0.856 | 206719.421 | 0.0128 | 1.987 | 518503.937 | 0.0117 | 2.4 | 576124.3 | 0.0128 | 2.9 | 649241.8 | 32.7 | Water Injection<br>Selective Catalytic Reduction | Existing SCR | 0.0117 | 0.0117 | 2.4 |  |  | 2.4
NY | Edgewood Energy | 55786 | CT02 | Suffolk | 2002-07-15 | 480 | 50 | 40.7861 | -73.2931 | ARP, CAIRNOX, CAIROS, CAIRSO2, RGGI, TRNOX, TRNOXOS, TRSO2G1 | Combustion turbine | Pipeline Natural Gas |  | Water Injection<br>Selective Catalytic Reduction | Electric Utility |  | 0.0338 | 1.465 | 386018.417 | 0.0249 | 1.412 | 386581.101 | 0.0196 | 2.041 | 545971.079 | 0.0137 | 2.122 | 590805.777 | 0.0147 | 1.721 | 497380.77 | 0.0147 | 1.431 | 385482.814 | 0.0132 | 0.652 | 178092.427 | 0.0125 | 1.972 | 530117.929 | 0.0125 | 2.1 | 504718 | 0.0122 | 2.9 | 664080.3 | 28.6 | Water Injection<br>Selective Catalytic Reduction | Existing SCR | 0.0122 | 0.0122 | 2 |  |  | 2
NY | Empire Generating Company LLC | 56259 | CT-1 | Rensselaer | 2010-05-26 | 2750 | 179 | 42.6296 | -73.749 | ARP, CAIRNOX, CAIROS, CAIRSO2, RGGI, TRNOX, TRNOXOS, TRSO2G1 | Combined cycle | Pipeline Natural Gas | Diesel Oil | Dry Low NOx Burners<br>Water Injection<br>Selective Catalytic Reduction | Electric Utility | [25 empty] | 0.0063 | 18.4 | 6232647 | 0.0062 | 20.2 | 6798204 | 61.7 | Dry Low NOx Burners<br>Water Injection<br>Selective Catalytic Reduction | Existing SCR | 0.0062 | 0.0062 | 18.1 |  |  | 18.1
NY | Empire Generating Company LLC | 56259 | CT-2 | Rensselaer | 2010-06-03 | 2750 | 179 | 42.6296 | -73.749 | ARP, CAIRNOX, CAIROS, CAIRSO2, RGGI, TRNOX, TRNOXOS, TRSO2G1 | Combined cycle | Pipeline Natural Gas | Diesel Oil | Dry Low NOx Burners<br>Water Injection<br>Selective Catalytic Reduction | Electric Utility | [25 empty] | 0.0059 | 18.3 | 6294821.2 | 0.0076 | 22.2 | 6367027.2 | 62.3 | Dry Low NOx Burners<br>Water Injection<br>Selective Catalytic Reduction | Existing SCR | 0.0059 | 0.0059 | 18.3 |  |  | 18.3
NY | Equus Power I | 56032 | 1 | Nassau | 2004-07-01 | 499.9 | 60 | 40.6447 | -73.5683 | ARP, CAIRNOX, CAIROS, CAIRSO2, RGGI, TRNOX, TRNOXOS, TRSO2G1 | Combustion turbine | Pipeline Natural Gas | Diesel Oil | Water Injection<br>Selective Catalytic Reduction | Electric Utility |  |  |  |  | 0.1238 | 15.351 | 303791.925 | 0.0148 | 3.398 | 682282.275 | 0.0276 | 4.065 | 479272.5 | 0.0215 | 4.295 | 739617.25 | 0.02 | 2.541 | 493778.95 | 0.0301 | 2.047 | 303757.625 | 0.02 | 2.6 | 534648.5 | 0.0209 | 3.2 | 658777.5 | 0.0272 | 1.8 | 340519.2 | 35.9 | Water Injection<br>Selective Catalytic Reduction | Existing SCR | 0.0148 | 0.0148 | 2.3 |  |  | 2.3
NY | Far Rockaway | 2513 | 40 | Queens | 1953-01-01 | 1145 | 100 | 40.6111 | -73.7611 | ARP, NBP | Tangentially-fired | Pipeline Natural Gas |  | Overfire Air | Electric Utility | Electric Services | 0.0744 | 45.94 | 1179588 | 0.0797 | 77.123 | 1876980.075 | 0.0838 | 79.001 | 1865804.125 | 0.0745 | 68.918 | 1853936.175 | 0.0879 | 81.551 | 1851390.15 | 0.0856 | 48.102 | 1084391.5 | 0.0707 | 33.437 | 883184.15 | 0.0723 | 63.3 | 1796717.425 | 0.075 | 80.3 | 2136594.5 | 0.0794 | 33.4 | 840223 | 50.8 |  | Low Ozone Season Rate | 0.0707 | 0.0707 | 75.7 |  |  | 75.7
NY | Freeport Power Plant No. 2 | 2679 | 5 | Nassau | 2004-04-30 | 475 | 60.5 | 40.6447 | -73.5683 | ARP, CAIRNOX, CAIROS, CAIRSO2, RGGI, TRNOX, TRNOXOS, TRSO2G1 | Combustion turbine | Pipeline Natural Gas | Diesel Oil | Water Injection<br>Selective Catalytic Reduction | Electric Utility |  | 0.1307 | 8.154 | 126630.95 | 0.0261 | 1.018 | 148413.225 | 0.0222 | 2.68 | 439310 | 0.0286 | 2.314 | 320569.3 | 0.0317 | 2.951 | 393170.375 | 0.028 | 1.61 | 241124.15 | 0.0325 | 1.783 | 298331.75 | 0.0274 | 2.221 | 367886.85 | 0.0393 | 2.6 | 360704.3 | 0.0437 | 2.1 | 305879.8 | 20.7 | Water Injection<br>Selective Catalytic Reduction | Existing SCR | 0.0222 | 0.0222 | 1.5 |  |  | 1.5
NY | Glenwood | 2514 | 40 | Nassau | 1952-01-01 | 1500 | 114 | 40.8269 | -73.6479 | ARP, NBP | Tangentially-fired | Pipeline Natural Gas |  | Overfire Air | Electric Utility | Electric Services | 0.0861 | 73.243 | 1692367.8 | 0.071 | 50.732 | 1393918.35 | 0.0761 | 38.838 | 1018199.1 | 0.073 | 49.746 | 1384248 | 0.0671 | 35.99 | 1047309.95 | 0.0606 | 20.967 | 615374.1 | 0.0546 | 12.894 | 425481.625 | 0.0632 | 51.968 | 1628302.15 | 0.0571 | 37.5 | 1252453.4 | 0.0626 | 17.8 | 563814 | 22.7 |  | Low Ozone Season Rate | 0.0546 | 0.0546 | 35.8 |  |  | 35.8
NY | Glenwood | 2514 | 50 | Nassau | 1954-01-01 | 1500 | 114 | 40.8269 | -73.6479 | ARP, NBP | Tangentially-fired | Pipeline Natural Gas |  | Overfire Air | Electric Utility | Electric Services | 0.0756 | 71.646 | 2006257.075 | 0.0833 | 53.945 | 1303747.65 | 0.079 | 38.328 | 964730.35 | 0.0782 | 59.247 | 1595962.325 | 0.0674 | 30.547 | 869012.075 | 0.0638 | 20.072 | 581063.55 | 0.059 | 13.082 | 421322.85 | 0.0684 | 27.934 | 821000.3 | 0.0623 | 48.8 | 1571706.3 | 0.0642 | 20.2 | 641345.2 | 28.5 |  | Low Ozone Season Rate | 0.059 | 0.059 | 46.2 |  |  | 46.2
NY | Glenwood | 2514 | U00020 | Nassau | 1972-07-01 | 662 | 55 | 40.8269 | -73.6479 | CAIRNOX, CAIROS, CAIRSO2, RGGI, TRNOX, TRNOXOS, TRSO2G1 | Combustion turbine | Diesel Oil |  |  | Electric Utility |  | 0.4508 | 19.913 | 88072.5 | 0.447 | 11.076 | 49556.1 | 0.586 | 17.244 | 58853.7 | 0.586 | 15.286 | 52170.7 | 0.586 | 3.85 | 13139.3 | 0.5858 | 1.971 | 6728.5 | 0.579 | 1.701 | 5875.1 | 0.579 | 3.082 | 10645.6 | 0.579 | 4 | 13914.3 | 0.5791 | 2.6 | 8886.9 | 0.6 | None Reported | Water Injection | 0.447 | 0.2682 | 1.9 |  |  | 1.9
NY | Glenwood | 2514 | U00021 | Nassau | 1972-07-01 | 662 | 55 | 40.8269 | -73.6479 | CAIRNOX, CAIROS, CAIRSO2, RGGI, TRNOX, TRNOXOS, TRSO2G1 | Combustion turbine | Diesel Oil |  |  | Electric Utility |  | 0.4511 | 19.206 | 84848.4 | 0.447 | 8.305 | 37157.9 | 0.5826 | 35.734 | 122703.7 | 0.586 | 18.8 | 64169 | 0.586 | 3.782 | 12907.7 | 0.586 | 3.637 | 12413 |  |  |  | 0.5791 | 4.128 | 14259.4 | 0.579 | 3.5 | 12220 | 0.5794 | 1.2 | 4219.3 | 0.5 | None Reported | Water Injection | 0.447 | 0.2682 | 1.6 |  |  | 1.6
NY | Glenwood Landing Energy Center | 7869 | UGT012 | Nassau | 2002-06-01 | 457 | 53 | 40.8275 | -73.6478 | ARP, CAIROS, CAIRSO2, RGGI, TRNOX, TRNOXOS, TRSO2G1, CAIRNOX | Combustion turbine | Pipeline Natural Gas | Diesel Oil | Water Injection<br>Selective Catalytic Reduction | Electric Utility |  | 0.0257 | 2.061 | 316003.25 | 0.0338 | 2.021 | 288224.525 | 0.0323 | 1.717 | 266908.075 | 0.0354 | 3.013 | 488812.425 | 0.0359 | 2.426 | 416911.1 | 0.0345 | 1.715 | 267191.375 | 0.0373 | 1.038 | 147250.075 | 0.0277 | 1.907 | 372716.225 | 0.0295 | 2 | 413044.7 | 0.0315 | 2.4 | 457122.3 | 24.6 | Water Injection<br>Selective Catalytic Reduction | Existing SCR | 0.0257 | 0.0257 | 1.8 |  |  | 1.8
NY | Glenwood Landing Energy Center | 7869 | UGT013 | Nassau | 2002-06-01 | 457 | 53 | 40.8275 | -73.6478 | ARP, CAIRNOX, CAIROS, CAIRSO2, RGGI, TRNOX, TRNOXOS, TRSO2G1 | Combustion turbine | Pipeline Natural Gas | Diesel Oil | Water Injection<br>Selective Catalytic Reduction | Electric Utility |  | 0.0237 | 1.938 | 331780.975 | 0.027 | 2.225 | 340119.525 | 0.0318 | 2.325 | 378345.5 | 0.0342 | 3.133 | 495202.4 | 0.0371 | 2.179 | 374252.075 | 0.0411 | 2.08 | 302027.55 | 0.042 | 1.054 | 153959.025 | 0.0306 | 2.174 | 404249.825 | 0.0628 | 1.8 | 173248.9 | 0.0261 | 2 | 453198.2 | 10.3 | Water Injection<br>Selective Catalytic Reduction | Existing SCR | 0.0237 | 0.0237 | 0.7 |  |  | 0.7
NY | Harlem River Yard | 7914 | HR01 | Bronx | 2001-07-25 | 475 | 47 | 40.7989 | -73.9147 | ARP, CAIRNOX, CAIROS, CAIRSO2, RGGI, TRNOX, TRNOXOS, TRSO2G1 | Combustion turbine | Pipeline Natural Gas |  | Selective Catalytic Reduction | Electric Utility |  | 0.0118 | 2.808 | 536960.39 | 0.0161 | 2.357 | 464136.488 | 0.0149 | 1.877 | 427754.903 | 0.0187 | 1.315 | 250312.241 | 0.018 | 1.508 | 304152.278 | 0.0158 | 1.139 | 247607.043 | 0.0171 | 0.261 | 53478.799 | 0.01 | 0.752 | 184612.682 | 0.0131 | 0.5 | 103607.4 | 0.0136 | 0.7 | 153600.4 | 5.9 | Selective Catalytic Reduction | Existing SCR | 0.01 | 0.01 | 0.4 |  |  | 0.4
NY | Harlem River Yard | 7914 | HR02 | Bronx | 2001-07-25 | 475 | 47 | 40.7989 | -73.9147 | ARP, CAIRNOX, CAIROS, CAIRSO2, RGGI, TRNOX, TRNOXOS, TRSO2G1 | Combustion turbine | Pipeline Natural Gas |  | Selective Catalytic Reduction | Electric Utility |  | 0.0131 | 2.433 | 422580.176 | 0.0154 | 2.42 | 467084.718 | 0.0154 | 1.912 | 399996.756 | 0.0141 | 1.128 | 248777.651 | 0.0171 | 1.854 | 401821.717 | 0.0211 | 2.039 | 390326.269 | 0.04 | 0.349 | 48890.315 | 0.0192 | 1.021 | 201220.019 | 0.017 | 0.7 | 152943.4 | 0.0184 | 0.7 | 150474.2 | 8.8 | Selective Catalytic Reduction | Existing SCR | 0.0131 | 0.0131 | 0.5 |  |  | 0.5
NY | Hawkeye Energy Greenport, LLC | 55969 | U-01 | Suffolk | 2003-06-23 | 550 | 54 | 41.1056 | -72.3767 | ARP, CAIRNOX, CAIROS, CAIRSO2, RGGI, TRNOX, TRNOXOS, TRSO2G1 | Combustion turbine | Diesel Oil |  | Water Injection<br>Selective Catalytic Reduction | Electric Utility |  | 0.0512 | 3.981 | 321803.044 | 0.0375 | 3.544 | 289296.612 | 0.028 | 5.68 | 499461.046 | 0.0313 | 4.345 | 373944.182 | 0.0296 | 8.742 | 754374.845 | 0.0286 | 9.799 | 801643.434 | 0.0338 | 5.698 | 470133.775 | 0.0342 | 3.404 | 285295 | 0.0421 | 1.4 | 114067.1 | 0.0393 | 1.9 | 150940.7 | 5.6 | Water Injection<br>Selective Catalytic Reduction | Existing SCR | 0.028 | 0.028 | 1 |  |  | 1
NY | Hell Gate | 7913 | HG01 | Bronx | 2001-08-02 | 475 | 47 | 40.7988 | -73.9093 | ARP, CAIRNOX, CAIROS, CAIRSO2, RGGI, TRNOX, TRNOXOS, TRSO2G1 | Combustion turbine | Pipeline Natural Gas |  | Selective Catalytic Reduction | Electric Utility |  | 0.012 | 3.273 | 619686.313 | 0.0175 | 2.422 | 445760.129 | 0.016 | 2.105 | 463754.417 | 0.0175 | 1.182 | 242876.711 | 0.0201 | 1.901 | 378042.142 | 0.0174 | 2.077 | 413035.878 | 0.0223 | 0.278 | 54137.955 | 0.0145 | 0.706 | 154412.074 | 0.0165 | 0.3 | 64591.7 | 0.0145 | 0.8 | 179299.9 | 3.7 | Selective Catalytic Reduction | Existing SCR | 0.012 | 0.012 | 0.2 |  |  | 0.2
NY | Hell Gate | 7913 | HG02 | Bronx | 2001-08-02 | 486 | 47 | 40.7988 | -73.9093 | ARP, CAIRNOX, CAIROS, CAIRSO2, RGGI, TRNOX, TRNOXOS, TRSO2G1 | Combustion turbine | Pipeline Natural Gas |  | Selective Catalytic Reduction | Electric Utility |  | 0.0127 | 2.838 | 523522.382 | 0.0154 | 2.414 | 447708.618 | 0.016 | 2.077 | 421683.966 | 0.0186 | 1.44 | 271436.647 | 0.0199 | 1.939 | 358532.315 | 0.0208 | 2.535 | 447870.454 | 0.0309 | 0.335 | 51479.682 | 0.0177 | 0.886 | 171221.821 | 0.0186 | 0.7 | 146385.3 | 0.0191 | 0.7 | 143707.5 | 8.2 | Selective Catalytic Reduction | Existing SCR | 0.0127 | 0.0127 | 0.5 |  |  | 0.5
NY | Hillburn | 2628 | 1 | Rockland | 1971-04-01 | 650 | 46.5 | 41.1269 | -74.1653 | CAIRNOX, CAIROS, CAIRSO2, RGGI, TRNOX, TRNOXOS, TRSO2G1 | Combustion turbine | Pipeline Natural Gas | Diesel Oil |  | Electric Utility |  | 0.3198 | 4.099 | 20177.969 | 0.2323 | 0.472 | 2380.492 | 0.3435 | 3.299 | 14188.415 | 0.3428 | 2.656 | 12186.229 | 0.2866 | 1.305 | 6101.642 | 0.223 | 0.839 | 4753.815 | 0.5988 | 0.299 | 891.899 | 0.4804 | 0.613 | 1896.05 | 0.438 | 0.5 | 1285.7 | 1.2 | 2.2 | 3650.7 | 0.1 | None Reported | Water Injection | 0.223 | 0.1338 | 0.1 |  |  | 0.1
NY | Holtsville Facility | 8007 | U00001 | Suffolk | 1974-07-01 | 416 | 56.7 | 40.8153 | -73.0664 | CAIRNOX, CAIROS, CAIRSO2, RGGI, TRNOX, TRNOXOS, TRSO2G1 | Combustion turbine | Diesel Oil |  |  | Electric Utility |  | 0.6459 | 23.46 | 72562.2 | 0.7092 | 10.6 | 29863.6 | 0.7121 | 9.813 | 27562.3 | 0.7105 | 11.024 | 30983 | 0.9012 | 10.067 | 22251.2 | 0.714 | 9.371 | 26188.1 | 0.9661 | 6.057 | 12452.6 | 0.9626 | 11.864 | 24635.2 | 0.9662 | 12.3 | 25478.1 | 0.9621 | 11.7 | 24212.8 | 1.7 | None Reported | Water Injection | 0.6459 | 0.38754 | 4.9 |  |  | 4.9
NY | Holtsville Facility | 8007 | U00002 | Suffolk | 1974-07-01 | 416 | 56.7 | 40.8153 | -73.0664 | CAIRNOX, CAIROS, CAIRSO2, RGGI, TRNOX, TRNOXOS, TRSO2G1 | Combustion turbine | Diesel Oil |  |  | Electric Utility |  | 0.6459 | 23.46 | 72562.2 | 0.7092 | 10.6 | 29863.6 | 0.7121 | 9.813 | 27562.3 | 0.7105 | 11.024 | 30983 | 0.9012 | 10.067 | 22251.2 | 0.714 | 9.371 | 26188.1 | 0.9661 | 6.057 | 12452.6 | 0.9626 | 11.864 | 24635.2 | 0.9662 | 12.3 | 25478.1 | 0.9621 | 11.7 | 24212.8 | 1.7 | None Reported | Water Injection | 0.6459 | 0.38754 | 4.9 |  |  | 4.9
NY | Holtsville Facility | 8007 | U00003 | Suffolk | 1974-07-01 | 416 | 56.7 | 40.8153 | -73.0664 | CAIRNOX, CAIROS, CAIRSO2, RGGI, TRNOX, TRNOXOS, TRSO2G1 | Combustion turbine | Diesel Oil |  |  | Electric Utility |  | 0.6935 | 39.313 | 113487.1 | 0.7947 | 14.089 | 35141.7 | 0.8089 | 18.459 | 45621.1 | 0.8159 | 16.289 | 39752 | 0.8104 | 8.755 | 21570.5 | 0.7289 | 10.879 | 29991.6 | 0.9664 | 7.214 | 14816 | 0.9683 | 11.894 | 24560.5 | 0.8417 | 5.7 | 13617.5 | 0.8242 | 7 | 16913.6 | 0.9 | None Reported | Water Injection | 0.6935 | 0.4161 | 2.8 |  |  | 2.8
NY | Holtsville Facility | 8007 | U00004 | Suffolk | 1974-07-01 | 416 | 56.7 | 40.8153 | -73.0664 | CAIRNOX, CAIROS, CAIRSO2, RGGI, TRNOX, TRNOXOS, TRSO2G1 | Combustion turbine | Diesel Oil |  |  | Electric Utility |  | 0.6935 | 39.313 | 113487.1 | 0.7947 | 14.089 | 35141.7 | 0.8089 | 18.459 | 45621.1 | 0.8159 | 16.289 | 39752 | 0.8104 | 8.755 | 21570.5 | 0.7289 | 10.879 | 29991.6 | 0.9664 | 7.214 | 14816 | 0.9683 | 11.894 | 24560.5 | 0.8417 | 5.7 | 13617.5 | 0.8242 | 7 | 16913.6 | 0.9 | None Reported | Water Injection | 0.6935 | 0.4161 | 2.8 |  |  | 2.8
NY | Holtsville Facility | 8007 | U00005 | Suffolk | 1974-07-01 | 416 | 56.7 | 40.8153 | -73.0664 | CAIRNOX, CAIROS, CAIRSO2, RGGI, TRNOX, TRNOXOS, TRSO2G1 | Combustion turbine | Diesel Oil |  |  | Electric Utility |  | 0.7044 | 52.808 | 149830.8 | 0.8835 | 20.442 | 46272.2 | 0.6071 | 15.578 | 49462.419 | 0.5646 | 11.604 | 38961.038 | 0.5511 | 5.237 | 17365 | 0.5777 | 6.746 | 22482.376 | 0.5518 | 2.299 | 7794.285 | 0.9658 | 16.596 | 34303.6 | 0.9691 | 11.1 | 22943.1 | 0.9643 | 9.8 | 20158.3 | 1.5 | None Reported | Water Injection | 0.5511 | 0.33066 | 3.8 |  |  | 3.8
NY | Holtsville Facility | 8007 | U00006 | Suffolk | 1974-07-01 | 416 | 56.7 | 40.8153 | -73.0664 | CAIRNOX, CAIROS, CAIRSO2, RGGI, TRNOX, TRNOXOS, TRSO2G1 | Combustion turbine | Diesel Oil |  |  | Electric Utility |  | 0.7044 | 52.808 | 149830.8 | 0.8835 | 20.442 | 46272.2 | 0.6116 | 15.785 | 50353.314 | 0.5666 | 11.614 | 39478.743 | 0.5485 | 5.246 | 18087.194 | 0.5487 | 6.951 | 24881.536 | 0.5566 | 2.312 | 7900.626 | 0.9658 | 16.596 | 34303.6 | 0.9691 | 11.1 | 22943.1 | 0.9643 | 9.8 | 20158.3 | 1.5 | None Reported | Water Injection | 0.5485 | 0.3291 | 3.8 |  |  | 3.8
NY | Holtsville Facility | 8007 | U00007 | Suffolk | 1974-07-01 | 416 | 56.7 | 40.8153 | -73.0664 | CAIRNOX, CAIROS, CAIRSO2, RGGI, TRNOX, TRNOXOS, TRSO2G1 | Combustion turbine | Diesel Oil |  |  | Electric Utility |  | 0.7199 | 14.714 | 40707.4 | 0.8044 | 7.636 | 18975.2 | 0.8098 | 18.519 | 45773.8 | 0.8073 | 14.565 | 36041.9 | 0.8087 | 15.535 | 38447.6 | 0.8084 | 10.036 | 24776.8 | 0.978 | 4.525 | 9218.4 | 0.9656 | 14.679 | 30397.3 | 0.965 | 9.1 | 18925 | 0.9698 | 9 | 18455.3 | 1.2 | None Reported | Water Injection | 0.7199 | 0.43194 | 4.1 |  |  | 4.1
NY | Holtsville Facility | 8007 | U00008 | Suffolk | 1974-07-01 | 416 | 56.7 | 40.8153 | -73.0664 | CAIRNOX, CAIROS, CAIRSO2, RGGI, TRNOX, TRNOXOS, TRSO2G1 | Combustion turbine | Diesel Oil |  |  | Electric Utility |  | 0.7199 | 14.714 | 40707.4 | 0.8044 | 7.636 | 18975.2 | 0.8098 | 18.519 | 45773.8 | 0.8073 | 14.565 | 36041.9 | 0.8087 | 15.535 | 38447.6 | 0.8084 | 10.036 | 24776.8 | 0.978 | 4.525 | 9218.4 | 0.9656 | 14.679 | 30397.3 | 0.965 | 9.1 | 18925 | 0.9698 | 9 | 18455.3 | 1.2 | None Reported | Water Injection | 0.7199 | 0.43194 | 4.1 |  |  | 4.1
NY | Holtsville Facility | 8007 | U00009 | Suffolk | 1974-07-01 | 416 | 56.7 | 40.8153 | -73.0664 | CAIRNOX, CAIROS, CAIRSO2, RGGI, TRNOX, TRNOXOS, TRSO2G1 | Combustion turbine | Diesel Oil |  |  | Electric Utility |  | 0.7077 | 25.527 | 72026.3 | 0.8054 | 4.565 | 11312.8 | 0.7167 | 18.883 | 52773.6 | 0.7172 | 13.933 | 38718.4 | 0.8112 | 13.177 | 32551.5 | 0.809 | 9.272 | 22872.4 | 0.9731 | 4.427 | 9027.4 | 0.9672 | 13.865 | 28636.5 | 0.9675 | 8.8 | 18181.6 | 0.9654 | 8.3 | 17182 | 1.2 | None Reported | Water Injection | 0.7077 | 0.42462 | 3.9 |  |  | 3.9
NY | Holtsville Facility | 8007 | U00010 | Suffolk | 1974-07-01 | 416 | 56.7 | 40.8153 | -73.0664 | CAIRNOX, CAIROS, CAIRSO2, RGGI, TRNOX, TRNOXOS, TRSO2G1 | Combustion turbine | Diesel Oil |  |  | Electric Utility |  | 0.7077 | 25.527 | 72026.3 | 0.8054 | 4.565 | 11312.8 | 0.7167 | 18.883 | 52773.6 | 0.7172 | 13.933 | 38718.4 | 0.8112 | 13.177 | 32551.5 | 0.809 | 9.272 | 22872.4 | 0.9731 | 4.427 | 9027.4 | 0.9672 | 13.865 | 28636.5 | 0.9675 | 8.8 | 18181.6 | 0.9654 | 8.3 | 17182 | 1.2 | None Reported | Water Injection | 0.7077 | 0.42462 | 3.9 |  |  | 3.9
NY | Holtsville Facility | 8007 | U00011 | Suffolk | 1974-07-01 | 416 | 56.7 | 40.8153 | -73.0664 | CAIRNOX, CAIROS, CAIRSO2, RGGI, TRNOX, TRNOXOS, TRSO2G1 | Combustion turbine | Diesel Oil |  | Water Injection | Electric Utility |  | 0.7715 | 13.051 | 33776.8 | 0.931 | 6.803 | 14600.5 | 0.903 | 21.501 | 47604.7 | 0.9099 | 13.948 | 30537 | 0.8163 | 19.202 | 47084.5 | 0.8068 | 20.45 | 50648.2 | 0.9665 | 14.032 | 28926.9 | 0.5844 | 23.78 | 83549.6 | 0.4225 | 7.1 | 36227.4 | 0.484 | 6.2 | 29128.3 | 2.4 | Water Injection | Low Ozone Season Rate | 0.4225 | 0.4225 | 7.1 |  |  | 7.1
NY | Holtsville Facility | 8007 | U00012 | Suffolk | 1974-07-01 | 416 | 56.7 | 40.8153 | -73.0664 | CAIRNOX, CAIROS, CAIRSO2, RGGI, TRNOX, TRNOXOS, TRSO2G1 | Combustion turbine | Diesel Oil |  | Water Injection | Electric Utility |  | 0.7715 | 13.051 | 33776.8 | 0.931 | 6.803 | 14600.5 | 0.903 | 21.501 | 47604.7 | 0.9099 | 13.948 | 30537 | 0.8163 | 19.202 | 47084.5 | 0.8068 | 20.45 | 50648.2 | 0.9665 | 14.032 | 28926.9 | 0.601 | 24.6 | 83773.3 | 0.7066 | 12.1 | 36227.4 | 0.5046 | 6.6 | 29128.3 | 2.4 | Water Injection | Low Ozone Season Rate | 0.5046 | 0.5046 | 8.6 |  |  | 8.6
NY | Holtsville Facility | 8007 | U00013 | Suffolk | 1974-07-01 | 416 | 56.7 | 40.8153 | -73.0664 | CAIRNOX, CAIROS, CAIRSO2, RGGI, TRNOX, TRNOXOS, TRSO2G1 | Combustion turbine | Diesel Oil |  | Water Injection | Electric Utility |  | 0.7645 | 44.738 | 116906.4 | 0.9055 | 9.462 | 20856.8 | 0.9028 | 33.627 | 74475.2 | 0.9059 | 28.729 | 63303.8 | 0.8116 | 20.869 | 51377.8 | 0.9038 | 21.524 | 47563.9 | 0.9639 | 18.702 | 38711.3 | 0.5158 | 12.879 | 54612.9 | 0.3875 | 4.1 | 22145.4 | 0.4448 | 7.7 | 37031.8 | 1.4 | Water Injection | Low Ozone Season Rate | 0.3875 | 0.3875 | 4.1 |  |  | 4.1
NY | Holtsville Facility | 8007 | U00014 | Suffolk | 1974-07-01 | 416 | 56.7 | 40.8153 | -73.0664 | CAIRNOX, CAIROS, CAIRSO2, RGGI, TRNOX, TRNOXOS, TRSO2G1 | Combustion turbine | Diesel Oil |  | Water Injection | Electric Utility |  | 0.7645 | 44.738 | 116906.4 | 0.9055 | 9.462 | 20856.8 | 0.9028 | 33.627 | 74475.2 | 0.9059 | 28.729 | 63303.8 | 0.8116 | 20.869 | 51377.8 | 0.9038 | 21.524 | 47563.9 | 0.9639 | 18.702 | 38711.3 | 0.4849 | 11.928 | 53829.3 | 0.396 | 4.1 | 22145.4 | 0.4096 | 7.2 | 37031.8 | 1.4 | Water Injection | Low Ozone Season Rate | 0.396 | 0.396 | 4.1 |  |  | 4.1
NY | Holtsville Facility | 8007 | U00015 | Suffolk | 1974-07-01 | 416 | 56.7 | 40.8153 | -73.0664 | CAIRNOX, CAIROS, CAIRSO2, RGGI, TRNOX, TRNOXOS, TRSO2G1 | Combustion turbine | Diesel Oil |  | Water Injection | Electric Utility |  | 0.6472 | 23.265 | 71759.2 | 0.7042 | 5.075 | 14353.2 | 0.7107 | 15.03 | 42278.9 | 0.7209 | 10.036 | 27725.6 | 0.7872 | 11.813 | 29914 | 0.8082 | 22.428 | 55445.3 | 0.966 | 8.591 | 17705.3 | 0.5424 | 17.77 | 69392.4 | 0.4141 | 5.6 | 28783.1 | 0.4603 | 11.7 | 55995.8 | 1.9 | Water Injection | Low Ozone Season Rate | 0.4141 | 0.4141 | 5.6 |  |  | 5.6
NY | Holtsville Facility | 8007 | U00016 | Suffolk | 1974-07-01 | 416 | 56.7 | 40.8153 | -73.0664 | CAIRNOX, CAIROS, CAIRSO2, RGGI, TRNOX, TRNOXOS, TRSO2G1 | Combustion turbine | Diesel Oil |  | Water Injection | Electric Utility |  | 0.6472 | 23.265 | 71759.2 | 0.7042 | 5.075 | 14353.2 | 0.7107 | 15.03 | 42278.9 | 0.7209 | 10.036 | 27725.6 | 0.7872 | 11.813 | 29914 | 0.8082 | 22.428 | 55445.3 | 0.966 | 8.591 | 17705.3 | 0.5637 | 18.139 | 69308.4 | 0.4361 | 5.7 | 28783.1 | 0.4822 | 12.1 | 55995.8 | 1.9 | Water Injection | Low Ozone Season Rate | 0.4361 | 0.4361 | 5.7 |  |  | 5.7
NY | Holtsville Facility | 8007 | U00017 | Suffolk | 1974-07-01 | 416 | 56.7 | 40.8153 | -73.0664 | CAIRNOX, CAIROS, CAIRSO2, RGGI, TRNOX, TRNOXOS, TRSO2G1 | Combustion turbine | Diesel Oil |  | Water Injection | Electric Utility |  | 0.7652 | 34.139 | 89043.5 | 0.9176 | 23.055 | 50240.3 | 0.9025 | 28.304 | 62699.4 | 0.9033 | 19.792 | 43762.4 | 0.9038 | 33.384 | 73872.7 | 0.9041 | 18.747 | 41386.7 | 0.9658 | 17.412 | 36074.4 | 0.5487 | 14.609 | 57508.3 | 0.4518 | 6.1 | 30553.7 | 0.4859 | 13.9 | 58545.2 | 2 | Water Injection | Low Ozone Season Rate | 0.4518 | 0.4518 | 6.1 |  |  | 6.1
NY | Holtsville Facility | 8007 | U00018 | Suffolk | 1974-07-01 | 416 | 56.7 | 40.8153 | -73.0664 | CAIRNOX, CAIROS, CAIRSO2, RGGI, TRNOX, TRNOXOS, TRSO2G1 | Combustion turbine | Diesel Oil |  | Water Injection | Electric Utility |  | 0.7652 | 34.139 | 89043.5 | 0.9176 | 23.055 | 50240.3 | 0.9025 | 28.304 | 62699.4 | 0.9033 | 19.792 | 43762.4 | 0.9038 | 33.384 | 73872.7 | 0.9041 | 18.747 | 41386.7 | 0.9658 | 17.412 | 36074.4 | 0.5533 | 14.838 | 57410.6 | 0.477 | 5.2 | 24722.5 | 0.5044 | 14.6 | 58545.2 | 1.6 | Water Injection | Low Ozone Season Rate | 0.477 | 0.477 | 5.2 |  |  | 5.2
NY | Holtsville Facility | 8007 | U00019 | Suffolk | 1974-07-01 | 416 | 56.7 | 40.8153 | -73.0664 | CAIRNOX, CAIROS, CAIRSO2, RGGI, TRNOX, TRNOXOS, TRSO2G1 | Combustion turbine | Diesel Oil |  | Water Injection | Electric Utility |  | 0.7687 | 18.144 | 47043 | 0.9168 | 21.366 | 46592.8 | 0.9037 | 21.52 | 47597.7 | 0.9035 | 16.761 | 37046.5 | 0.9048 | 16.642 | 36761.7 | 0.9048 | 19.945 | 43967.2 | 0.9642 | 11.04 | 22812.9 | 0.5038 | 17.677 | 76503.5 | 0.4754 | 10 | 46792.1 | 0.5684 | 11.6 | 42686.8 | 3.1 | Water Injection | Low Ozone Season Rate | 0.4754 | 0.4754 | 10 |  |  | 10
NY | Holtsville Facility | 8007 | U00020 | Suffolk | 1974-07-01 | 416 | 56.7 | 40.8153 | -73.0664 | CAIRNOX, CAIROS, CAIRSO2, RGGI, TRNOX, TRNOXOS, TRSO2G1 | Combustion turbine | Diesel Oil |  | Water Injection | Electric Utility |  | 0.7687 | 18.144 | 47043 | 0.9168 | 21.366 | 46592.8 | 0.9037 | 21.52 | 47597.7 | 0.9035 | 16.761 | 37046.5 | 0.9048 | 16.642 | 36761.7 | 0.9048 | 19.945 | 43967.2 | 0.9642 | 11.04 | 22812.9 | 0.4983 | 17.094 | 75034.5 | 0.4319 | 9.1 | 46749.2 | 0.5292 | 10.8 | 42686.8 | 3.1 | Water Injection | Low Ozone Season Rate | 0.4319 | 0.4319 | 9.1 |  |  | 9.1
NY | Hudson Avenue | 2496 | BLR071 | Kings | 1932-12-01 | 688 | 60 | 40.7052 | -73.9807 | NBP | Dry bottom wall-fired boiler | Residual Oil |  |  | Electric Utility | Electric Services | 0.2331 | 59.692 | 474523.907 | 0.2421 | 41.074 | 325111.6 | 0.2374 | 42.538 | 342801.311 | 0.192 | 34.391 | 342784.21 | 0.2585 | 15.415 | 112393.963 | 0.2007 | 39.405 | 375343.501 | 0.1778 | 9.251 | 99493.95 | 0.2117 | 0.954 | 8738.7 |  |  | 0 |  |  |  | 0 |  | New SNCR | 0.1778 | 0.10668 | 0 |  |  | 0
NY | Hudson Avenue | 2496 | BLR072 | Kings | 1932-12-01 | 664 | 60 | 40.7052 | -73.9807 | NBP | Dry bottom wall-fired boiler | Residual Oil |  |  | Electric Utility | Electric Services | 0.2377 | 77.376 | 606275.028 | 0.2353 | 71.921 | 565504.724 | 0.2553 | 55.357 | 414570.397 | 0.2639 | 11.921 | 86058.636 | 0.2215 | 40.565 | 355351.304 | 0.1776 | 38.942 | 414088.868 | 0.127 | 1.354 | 21078.85 | [5 empty] | 0 |  |  |  | 0 |  | New SNCR | 0.127 | 0.0762 | 0 |  |  | 0
NY | Hudson Avenue | 2496 | BLR081 | Kings | 1932-12-01 | 688 | 60 | 40.7052 | -73.9807 | NBP | Dry bottom wall-fired boiler | Residual Oil |  |  | Electric Utility | Electric Services | 0.2251 | 72.041 | 590163.791 | 0.2297 | 81.608 | 652676.364 | 0.2486 | 71.579 | 551427.059 | 0.231 | 43.4 | 353108.216 | 0.2291 | 55.136 | 461940.609 | 0.2523 | 13.847 | 104606.484 | 0.2192 | 17.719 | 156008.325 | 0.2237 | 3.911 | 33396.55 |  |  | 0 |  |  |  | 0 |  | New SNCR | 0.2192 | 0.13152 | 0 |  |  | 0
NY | Hudson Avenue | 2496 | BLR082 | Kings | 1932-12-01 | 688 | 60 | 40.7052 | -73.9807 | NBP | Dry bottom wall-fired boiler | Residual Oil |  |  | Electric Utility | Electric Services | 0.2444 | 34.395 | 262106.321 | 0.2509 | 30.149 | 224527.209 | 0.2461 | 7.811 | 58835.559 | 0.3062 | 4.968 | 31798.612 | 0.2455 | 0.168 | 1346.777 | 0.3117 | 0.143 | 898.922 | 0.2667 | 0.228 | 1690.35 | 0.2528 | 0.627 | 4876.65 |  |  | 0 |  |  |  | 0 |  | New SNCR | 0.2444 | 0.14664 | 0 |  |  | 0
NY | Huntley Power | 2549 | 63 | Erie | 1945-01-01 | 1000 | 100 | 42.97 | -78.93 | ARP, NBP | Arch-fired boiler | Coal |  |  | Electric Utility |  | 0.496 | 1.979 | 7737.889 | 0.935 | 0.093 | 198.675 | 0.342 | 0.007 | 38.6 | [21 empty] | 0 |  | New SNCR | 0.342 | 0.2052 | 0 |  |  | 0
NY | Huntley Power | 2549 | 64 | Erie | 1945-01-01 | 1000 | 100 | 42.97 | -78.93 | ARP, NBP | Arch-fired boiler | Coal |  |  | Electric Utility |  | 0.5495 | 6.452 | 23610.257 | 0.935 | 0.093 | 198.675 | 0.342 | 0.007 | 38.6 | [21 empty] | 0 |  | New SNCR | 0.342 | 0.2052 | 0 |  |  | 0
NY | Huntley Power | 2549 | 65 | Erie | 1945-01-01 | 907 | 100 | 42.97 | -78.93 | ARP, NBP | Arch-fired boiler | Coal |  |  | Electric Utility |  | 0.5254 | 420.155 | 1543749.542 | 0.5707 | 610.632 | 1983949.951 | 0.5959 | 578.3 | 1836460.353 | 0.4873 | 239.026 | 859194.464 | 0.371 | 20.903 | 81838.275 | [15 empty] | 0 |  | New SNCR | 0.371 | 0.2226 | 0 |  |  | 0
NY | Huntley Power | 2549 | 66 | Erie | 1945-01-01 | 907 | 100 | 42.97 | -78.93 | ARP, NBP | Arch-fired boiler | Coal |  |  | Electric Utility |  | 0.5862 | 401.238 | 1353161.144 | 0.5918 | 643.802 | 1999376.929 | 0.5712 | 610.127 | 2038003.637 | 0.5685 | 198.759 | 649622.404 | 0.371 | 35.853 | 168684.836 | [15 empty] | 0 |  | New SNCR | 0.371 | 0.2226 | 0 |  |  | 0
NY | Huntley Power | 2549 | 67 | Erie | 1957-06-01 | 2500 | 200 | 42.97 | -78.93 | ARP, NBP | Tangentially-fired | Coal |  | Low NOx Burner Technology w/ Separated OFA | Electric Utility |  | 0.2266 | 638.277 | 5651057.414 | 0.1992 | 526.671 | 5313700.601 | 0.1506 | 378.938 | 5203026.68 | 0.1586 | 376.376 | 4939603.685 | 0.1429 | 298.366 | 4120529.363 | 0.1449 | 429.621 | 5866045.019 | 0.1553 | 317.678 | 4126772.473 | 0.1637 | 386.39 | 4732836.053 | 0.1582 | 396.8 | 4944761.2 | 0.1345 | 107.6 | 1553928.7 | 53.9 |  | New SCR | 0.1345 | 0.06 | 150.5 |  |  | 150.5
NY | Huntley Power | 2549 | 68 | Erie | 1957-06-01 | 2500 | 200 | 42.97 | -78.93 | ARP, NBP | Tangentially-fired | Coal |  | Low NOx Burner Technology w/ Separated OFA | Electric Utility |  | 0.2256 | 657.794 | 5836279.842 | 0.199 | 564.256 | 5702392.397 | 0.1528 | 433.344 | 5865073.238 | 0.1588 | 496.856 | 6499643.621 | 0.1426 | 428.202 | 5954432.317 | 0.1457 | 418.79 | 5683940.232 | 0.1602 | 321.866 | 4049741.564 | 0.1648 | 441.234 | 5340418.817 | 0.1587 | 296 | 3692114.9 | 0.1204 | 177.7 | 2829754.6 | 40.2 |  | New SCR | 0.1204 | 0.06 | 111.9 |  |  | 111.9
NY | Lakeside Syracuse LLC | 10621 | 1 | Onondaga | 1994-02-01 | 800 | 65.5 | 43.0664 | -76.2144 | ARP, CAIRNOX, CAIROS, CAIRSO2, RGGI, TRNOX, TRNOXOS, TRSO2G1 | Combined cycle | Pipeline Natural Gas | Diesel Oil | Selective Catalytic Reduction<br>Steam Injection | Electric Utility |  | 0.0392 | 1.441 | 91384.425 | 0.0379 | 2.609 | 177487.94 |  |  |  | 0.043 | 6.405 | 419501.395 | 0.0392 | 3.696 | 262748.898 | 0.0712 | 2.55 | 98625.613 | 0.1667 | 5.949 | 90248.497 | 0.1106 | 1.865 | 41855.671 | 0.4297 | 7.7 | 51579.7 | 0.2797 | 6.6 | 123317.4 | 1.8 | Selective Catalytic Reduction<br>Steam Injection | Existing SCR | 0.0379 | 0.0379 | 0 |  |  | 0
NY | Lovett Generating Station | 2629 | 3 | Rockland | 1955-03-01 | 1045 | 69 | 41.2578 | -73.9797 | ARP, NBP | Tangentially-fired | Other Oil | Pipeline Natural Gas |  | Electric Utility | Electric Services | 0.1168 | 6.003 | 88760.546 | 0.1218 | 1.615 | 21469.988 | 0.1004 | 2.22 | 38950.401 | 0.1126 | 3.484 | 58439.523 | [14 empty] | 0 |  |  |  | 0 |  | New SNCR | 0.1004 | 0.06024 | 0 |  |  | 0
NY | Lovett Generating Station | 2629 | 4 | Rockland | 1966-05-01 | 2125 | 179.5 | 41.2578 | -73.9797 | ARP, NBP | Dry bottom wall-fired boiler | Coal | Other Oil, Pipeline Natural Gas | Low NOx Burner Technology w/ Overfire Air | Electric Utility | Electric Services | 0.3227 | 794.693 | 4818058.975 | 0.3422 | 835.522 | 4678026.559 | 0.358 | 909.39 | 4934166.646 | 0.3304 | 761.445 | 4484329.778 | 0.2872 | 19.659 | 141043.633 | [15 empty] | 0 |  | New SCR | 0.2872 | 0.06 | 0 | Shutdown | Gas Combined Cycle Replacement/No operation 2011 | 0 | 0
NY | Lovett Generating Station | 2629 | 5 | Rockland | 1969-06-01 | 3490 | 200.6 | 41.2578 | -73.9797 | ARP, NBP | Dry bottom wall-fired boiler | Coal | Other Oil, Pipeline Natural Gas | Low NOx Burner Technology w/ Overfire Air | Electric Utility | Electric Services | 0.359 | 781.115 | 4172515.841 | 0.3923 | 898.503 | 4459398.765 | 0.3503 | 897.795 | 4759226.247 | 0.3487 | 911.452 | 5033158.856 | 0.3702 | 1081.492 | 5731796.753 | [15 empty] | 0 |  | New SCR | 0.3487 | 0.06 | 0 | Shutdown | Gas Combined Cycle Replacement/No operation 2011 | 0 | 0
NY | Niagara Generation, LLC | 50202 | 1 | Niagara | 1991-09-01 | 692 | 56 | 43.0804 | -79.0082 | ARP, NBP | Circulating fluidized bed boiler | Coal | Residual Oil, Other Oil, Pipeline Natural Gas, Petroleum Coke, Refuse, Tire Derived Fuel | Selective Non-catalytic Reduction | Electric Utility | Combination Utility Services | 0.0866 | 87.24 | 1889960.35 | 0.1224 | 118.151 | 1907979.548 | 0.1565 | 143.453 | 1761470.271 | 0.1857 | 180.368 | 1906138.883 | 0.1665 | 56.002 | 649606.904 | [12 empty] | 0.166 | 99.3 | 1181573.3 | 0 | SNCR | Existing SNCR | 0.0866 | 0.0866 | 0 | Shutdown | Gas Combined Cycle Replacement/No operation 2011 | 0 | 0
NY | North 1st | 7915 | NO1 | Kings | 2001-08-17 | 475 | 47 | 40.7168 | -73.9665 | ARP, CAIRNOX, CAIROS, CAIRSO2, RGGI, TRNOX, TRNOXOS, TRSO2G1 | Combustion turbine | Pipeline Natural Gas |  | Selective Catalytic Reduction | Electric Utility |  | 0.0128 | 2.396 | 430200.977 | 0.0211 | 2.168 | 385954.005 | 0.0209 | 3.293 | 721824.271 | 0.0181 | 2.555 | 575973.436 | 0.0163 | 2.883 | 658606.645 | 0.019 | 2.37 | 493760.816 | 0.0289 | 0.322 | 55729.867 | 0.0201 | 2.156 | 421364.224 | 0.0184 | 2.2 | 466808.8 | 0.0182 | 1.8 | 360125.8 | 26.8 | Selective Catalytic Reduction | Existing SCR | 0.0128 | 0.0128 | 1.6 |  |  | 1.6
NY | Northport | 2516 | 1 | Suffolk | 1967-01-01 | 3900 | 387 | 40.9231 | -73.3417 | ARP, NBP | Tangentially-fired | Residual Oil | Pipeline Natural Gas | Overfire Air | Electric Utility | Electric Services | 0.1719 | 643.849 | 7169291.8 | 0.1758 | 568.984 | 6220573.45 | 0.1802 | 578.686 | 6191590.3 | 0.1348 | 541.874 | 7765081.95 | 0.1166 | 452.284 | 7308300.9 | 0.1076 | 365.413 | 6522077.225 | 0.1062 | 176.51 | 3214824.325 | 0.1139 | 285.264 | 4904434.525 | 0.1241 | 84.9 | 1205295 | 0.0673 | 163.1 | 4786027.3 | 8.4 |  | Low Ozone Season Rate | 0.0673 | 0.0673 | 46 |  |  | 46
NY | Northport | 2516 | 2 | Suffolk | 1968-01-01 | 3900 | 387 | 40.9231 | -73.3417 | ARP, NBP | Tangentially-fired | Residual Oil | Pipeline Natural Gas | Overfire Air | Electric Utility | Electric Services | 0.1731 | 912.753 | 10600000 | 0.1488 | 646.663 | 8639013.725 | 0.1577 | 713.962 | 8747026.2 | 0.1056 | 515.348 | 9197423 | 0.1305 | 406.475 | 5914984.975 | 0.127 | 352.372 | 5380575.475 | 0.0845 | 138.666 | 3193151.525 | 0.1003 | 276.026 | 5352379.35 | 0.097 | 196.3 | 3857324.4 | 0.0926 | 79.4 | 1570699.5 | 26.9 |  | Low Ozone Season Rate | 0.0845 | 0.0845 | 171 |  |  | 171
NY | Northport | 2516 | 3 | Suffolk | 1972-01-01 | 3900 | 387 | 40.9231 | -73.3417 | ARP, NBP | Tangentially-fired | Residual Oil | Pipeline Natural Gas | Overfire Air | Electric Utility | Electric Services | 0.1738 | 758.957 | 8502585.525 | 0.1722 | 600.566 | 6663446.3 | 0.1915 | 965.246 | 9801855.9 | 0.1566 | 375.166 | 4504043.375 | 0.1424 | 390.316 | 5046340.9 | 0.1249 | 339.726 | 5146922.45 | 0.1069 | 231.219 | 4179237.6 | 0.0701 | 317.349 | 9086484 | 0.0751 | 195.5 | 5664121 | 0.0798 | 174.6 | 4516775.8 | 39.6 |  | Low Ozone Season Rate | 0.0701 | 0.0701 | 182.5 |  |  | 182.5
NY | Northport | 2516 | 4 | Suffolk | 1977-01-01 | 3800 | 387 | 40.9231 | -73.3417 | ARP, NBP | Tangentially-fired | Residual Oil | Pipeline Natural Gas | Overfire Air | Electric Utility | Electric Services | 0.1732 | 788.357 | 8819083.425 | 0.166 | 721.302 | 8318974.45 | 0.1481 | 666.663 | 8856021.525 | 0.0964 | 393.241 | 7509250.3 | 0.1072 | 468.88 | 8110289.6 | 0.1149 | 257.393 | 4289356.3 | 0.072 | 231.712 | 5716071.6 | 0.0935 | 323.894 | 6303877.75 | 0.0516 | 213.2 | 7709709.1 | 0.0594 | 230.4 | 7130109.5 | 55.3 |  | Low Ozone Season Rate | 0.0516 | 0.0516 | 213.2 |  |  | 213.2
NY | NRG Dunkirk Power | 2554 | 1 | Chautauqua | 1950-01-01 | 975 | 96 | 42.49 | -79.35 | ARP, NBP | Tangentially-fired | Coal |  | Low NOx Burner Technology w/ Closed-coupled OFA | Electric Utility | Electric Services | 0.2648 | 388.661 | 2971325.937 | 0.2021 | 280.284 | 2868605.484 | 0.1738 | 271.428 | 3117654.656 | 0.1503 | 160.727 | 2138602.508 | 0.1499 | 210.662 | 2807257.954 | 0.1566 | 259.492 | 3311551.677 | 0.1643 | 165.876 | 2001114.235 | 0.1465 | 144.486 | 1996921.9 | 0.151 | 118.6 | 1578688.6 | 0.1624 | 43.3 | 531369.6 | 44.1 |  | New SNCR | 0.1465 | 0.0879 | 69.1 |  |  | 69.1
NY | NRG Dunkirk Power | 2554 | 2 | Chautauqua | 1950-01-01 | 950 | 96 | 42.49 | -79.35 | ARP, NBP | Tangentially-fired | Coal |  | Low NOx Burner Technology w/ Closed-coupled OFA | Electric Utility | Electric Services | 0.2602 | 351.613 | 2646647.423 | 0.1844 | 244.254 | 2644955.263 | 0.1862 | 310.19 | 3324533.186 | 0.1682 | 293.213 | 3493200.626 | 0.1534 | 221.314 | 2890398.523 | 0.1601 | 239.832 | 2981131.236 | 0.1599 | 166.162 | 2061342.067 | 0.1528 | 157.362 | 2062807.443 | 0.1519 | 138.2 | 1818325.5 | 0.1621 | 145.8 | 1792989.7 | 52.1 |  | New SNCR | 0.1519 | 0.09114 | 82.9 |  |  | 82.9
NY | NRG Dunkirk Power | 2554 | 3 | Chautauqua | 1959-01-01 | 2250 | 217.6 | 42.49 | -79.35 | ARP, NBP | Tangentially-fired | Coal |  | Low NOx Burner Technology w/ Separated OFA | Electric Utility | Electric Services | 0.287 | 643.528 | 4537008.871 | 0.2153 | 542.904 | 5183383.014 | 0.2013 | 359.82 | 3754482.791 | 0.164 | 392.3 | 4784126.439 | 0.1634 | 386.163 | 4656991.137 | 0.17 | 433.32 | 5097522.176 | 0.1772 | 260.065 | 3024367.885 | 0.1632 | 417.234 | 5078861.507 | 0.162 | 311.6 | 3832832.6 | 0.1637 | 105.5 | 1294295 | 46.4 |  | New SCR | 0.162 | 0.06 | 115.4 |  |  | 115.4
NY | NRG Dunkirk Power | 2554 | 4 | Chautauqua | 1959-01-01 | 2250 | 217.6 | 42.49 | -79.35 | ARP, NBP | Tangentially-fired | Coal |  | Low NOx Burner Technology w/ Separated OFA | Electric Utility | Electric Services | 0.2744 | 579.288 | 4306506.095 | 0.2154 | 564.484 | 5388673.086 | 0.1899 | 422.716 | 4731979.037 | 0.1624 | 395.2 | 4883297.157 | 0.1594 | 383.157 | 4758116.126 | 0.1686 | 454.54 | 5392026.524 | 0.174 | 271.547 | 3190362.492 | 0.1645 | 370.927 | 4490813.544 | 0.1541 | 337.6 | 4322094.5 | 0.1598 | 77.4 | 990530.7 | 52.3 |  | New SCR | 0.1541 | 0.06 | 131.4 |  |  | 131.4
NY | Oswego Harbor Power | 2594 | 3 | Oswego | 1973-06-01 | 7500 |  | 43.46 | -76.53 | ARP, NBP | Arch-fired boiler | Pipeline Natural Gas |  |  | Electric Utility | [27 empty] | 0 |  |  |  | 0 |  | Not Operating | 0 | 0 | 0 |  |  | 0
NY | Oswego Harbor Power | 2594 | 5 | Oswego | 1977-01-01 | 9422 | 901.8 | 43.46 | -76.53 | ARP, NBP | Dry bottom wall-fired boiler | Residual Oil | Pipeline Natural Gas | Overfire Air | Electric Utility |  | 0.1387 | 91.91 | 957244.705 | 0.1275 | 25.067 | 242872.785 | 0.1688 | 490.111 | 4580141.758 | 0.1285 | 63.931 | 635830.432 | 0.1158 | 22.921 | 237420.015 | 0.1555 | 31.363 | 341832.377 | 0.1003 | 27.589 | 270384.434 | 0.1122 | 24.854 | 223804.009 | 0.1124 | 19.5 | 173048 | 0.0948 | 12.1 | 105847.2 | 0.5 |  | Low Ozone Season Rate | 0.0948 | 0.0948 | 16.4 |  |  | 16.4
NY | Oswego Harbor Power | 2594 | 6 | Oswego | 1980-01-01 | 9491 | 901.8 | 43.46 | -76.53 | ARP, NBP | Dry bottom wall-fired boiler | Residual Oil | Pipeline Natural Gas | Overfire Air | Electric Utility |  | 0.1536 | 32.49 | 329287.669 | 0.1111 | 23.314 | 245216.541 | 0.1479 | 244.196 | 2648307.995 | 0.1031 | 34.821 | 449078.957 | 0.1076 | 18.336 | 203831.87 | 0.1093 | 24.868 | 304310.871 | 0.106 | 11.787 | 120420.36 | 0.0963 | 20.62 | 223232.51 | 0.109 | 18.4 | 207614.1 | 0.1198 | 32 | 370436.3 | 0.6 |  | Low Ozone Season Rate | 0.0963 | 0.0963 | 16.3 |  |  | 16.3
NY | Pinelawn Power | 56188 | 1 | Suffolk | 2005-06-14 | 850 | 50 | 40.7358 | -73.3881 | ARP, CAIRNOX, CAIROS, CAIRSO2, RGGI, TRNOX, TRNOXOS, TRSO2G1 | Combined cycle | Pipeline Natural Gas | Other Oil | Water Injection<br>Selective Catalytic Reduction | Electric Utility | [7 empty] | 0.0188 | 2.722 | 498919.914 | 0.0066 | 6.019 | 1989442.479 | 0.0124 | 3.905 | 1093508.087 | 0.0104 | 4.646 | 1309670.044 | 0.0203 | 3.052 | 796131.95 | 0.0123 | 3.424 | 979074.35 | 0.0172 | 2.3 | 580620.9 | 0.0128 | 5.9 | 1480342.9 | 18.6 | Water Injection<br>Selective Catalytic Reduction | Existing SCR | 0.0066 | 0.0066 | 0.9 |  |  | 0.9
NY | Poletti 500 MW CC | 56196 | CTG7A | Queens | 2005-12-31 | 2080 | 170 | 40.7881 | -73.9056 | ARP, CAIRNOX, CAIROS, CAIRSO2, RGGI, TRNOX, TRNOXOS, TRSO2G1 | Combined cycle | Pipeline Natural Gas | Diesel Oil | Dry Low NOx Burners<br>Water Injection<br>Selective Catalytic Reduction | Electric Utility | [10 empty] | 0.0118 | 15.541 | 4964471.69 | 0.0093 | 16.7 | 5468834.771 | 0.009 | 9.086 | 2997958.736 | 0.0065 | 13.851 | 5376123.742 | 0.0079 | 15.25 | 4755607.61 | 0.0047 | 10.8 | 5343492.9 | 0.0047 | 10.8 | 5462154.3 | 70 | Dry Low NOx Burners<br>Water Injection<br>Selective Catalytic Reduction | Existing SCR | 0.0047 | 0.0047 | 10.8 |  |  | 10.8
NY | Poletti 500 MW CC | 56196 | CTG7B | Queens | 2005-12-31 | 2041 | 170 | 40.7881 | -73.9056 | ARP, CAIRNOX, CAIROS, CAIRSO2, RGGI, TRNOX, TRNOXOS, TRSO2G1 | Combined cycle | Pipeline Natural Gas | Diesel Oil | Dry Low NOx Burners<br>Water Injection<br>Selective Catalytic Reduction | Electric Utility | [10 empty] | 0.0092 | 14.659 | 5224128.826 | 0.0091 | 18.012 | 5470967.235 | 0.0139 | 13.18 | 2854521.218 | 0.0087 | 16.172 | 4827106.082 | 0.0088 | 16.923 | 5089922.337 | 0.0079 | 13.8 | 4560880.7 | 0.0074 | 14.8 | 5209230.7 | 60.9 | Dry Low NOx Burners<br>Water Injection<br>Selective Catalytic Reduction | Existing SCR | 0.0074 | 0.0074 | 13 |  |  | 13
NY | Port Jefferson Energy Center | 2517 | 3 | Suffolk | 1958-01-01 | 1950 | 188 | 40.9503 | -73.0786 | ARP, NBP | Tangentially-fired | Residual Oil | Pipeline Natural Gas | Overfire Air | Electric Utility | Electric Services | 0.1392 | 256.384 | 3652265.475 | 0.1459 | 331.15 | 4452405.5 | 0.1386 | 248.736 | 3517602.175 | 0.0785 | 121.486 | 3013187 | 0.1022 | 118.3 | 2238290.325 | 0.0706 | 95.038 | 2561402.625 | 0.0651 | 64.877 | 1884571.75 | 0.0766 | 116.225 | 2952948.8 | 0.0657 | 73.8 | 1925547 | 0.0549 | 43.2 | 1356449.3 | 26.9 |  | Low Ozone Season Rate | 0.0549 | 0.0549 | 61.6 |  |  | 61.6
NY | Port Jefferson Energy Center | 2517 | 4 | Suffolk | 1960-01-01 | 1998 | 188 | 40.9503 | -73.0786 | ARP, NBP | Tangentially-fired | Residual Oil | Pipeline Natural Gas | Overfire Air | Electric Utility | Electric Services | 0.1577 | 272.268 | 3186905.325 | 0.1597 | 393.095 | 4865953.7 | 0.1595 | 353.072 | 4377927.35 | 0.0812 | 161.663 | 3769575.7 | 0.0793 | 146.066 | 3636828.275 | 0.0789 | 83.966 | 2152330.25 | 0.0759 | 33.736 | 796277.425 | 0.0753 | 90.388 | 2134004.025 | 0.0635 | 68.4 | 2052377.3 | 0.0446 | 54.2 | 2117837.6 | 28 |  | Low Ozone Season Rate | 0.0446 | 0.0446 | 48.1 |  |  | 48.1
NY | Port Jefferson Energy Center | 2517 | UGT002 | Suffolk | 2002-07-01 | 480 | 53 | 40.9503 | -73.0786 | ARP, CAIRNOX, CAIROS, CAIRSO2, RGGI, TRNOX, TRNOXOS, TRSO2G1 | Combustion turbine | Pipeline Natural Gas | Diesel Oil | Water Injection<br>Selective Catalytic Reduction | Electric Utility |  | 0.0297 | 1.921 | 307092.6 | 0.0294 | 1.787 | 272079.675 | 0.0279 | 2.391 | 418301.825 | 0.0397 | 2.86 | 400734.275 | 0.0274 | 2.17 | 332637.225 | 0.0165 | 2.063 | 407549.625 | 0.0255 | 1.235 | 209343.275 | 0.0357 | 2.495 | 426693.9 | 0.0305 | 2.7 | 524647.6 | 0.0286 | 3.6 | 668565.3 | 29.8 | Water Injection<br>Selective Catalytic Reduction | Existing SCR | 0.0165 | 0.0165 | 1.5 |  |  | 1.5
NY | Port Jefferson Energy Center | 2517 | UGT003 | Suffolk | 2002-07-01 | 457 | 53 | 40.9503 | -73.0786 | ARP, CAIRNOX, CAIROS, CAIRSO2, RGGI, TRNOX, TRNOXOS, TRSO2G1 | Combustion turbine | Pipeline Natural Gas | Diesel Oil | Water Injection<br>Selective Catalytic Reduction | Electric Utility |  | 0.034 | 2.326 | 302041.55 | 0.0296 | 1.849 | 283131.95 | 0.03 | 2.514 | 409026.55 | 0.0235 | 2.214 | 410558.425 | 0.026 | 2.531 | 416990.2 | 0.02 | 1.721 | 341480.825 | 0.0262 | 1.338 | 222307.7 | 0.0348 | 2.176 | 393934.15 | 0.0273 | 2.5 | 496469.2 | 0.0279 | 3.4 | 643649.5 | 29.6 | Water Injection<br>Selective Catalytic Reduction | Existing SCR | 0.02 | 0.02 | 1.8 |  |  | 1.8
NY | Pouch Terminal | 8053 | PT01 | Richmond | 2001-08-08 | 517 | 47 | 40.6188 | -74.069 | ARP, CAIRNOX, CAIROS, CAIRSO2, RGGI, TRNOX, TRNOXOS, TRSO2G1 | Combustion turbine | Pipeline Natural Gas |  | Selective Catalytic Reduction | Electric Utility |  | 0.0124 | 1.437 | 279947.47 | 0.0177 | 2.786 | 534886.034 | 0.0141 | 1.535 | 392830.019 | 0.0137 | 2.224 | 516094.316 | 0.0131 | 3.564 | 821219.372 | 0.016 | 3.354 | 722636.752 | 0.018 | 1.148 | 260860.447 | 0.0142 | 2.623 | 568771.702 | 0.0169 | 3.1 | 595984 | 0.0175 | 2.2 | 460790 | 31.4 | Selective Catalytic Reduction | Existing SCR | 0.0124 | 0.0124 | 2.3 |  |  | 2.3
NY | Ravenswood Generating Station | 2500 | 10 | Queens | 1963-02-01 | 4204 | 400 | 40.7585 | -73.9451 | ARP, NBP | Tangentially-fired | Pipeline Natural Gas | Residual Oil | Overfire Air | Electric Utility |  | 0.1057 | 362.335 | 7108494.55 | 0.1607 | 553.753 | 6792090.775 | 0.0999 | 345.103 | 6938343.225 | 0.0696 | 168.652 | 4827125.9 | 0.0621 | 187.462 | 5905731.725 | 0.0599 | 180.335 | 5895027.125 | 0.0639 | 149.423 | 4652433.825 | 0.0604 | 185.26 | 6094452.3 | 0.0618 | 118.8 | 3849475.9 | 0.0662 | 162.8 | 5009919 | 24.9 |  | Low Ozone Season Rate | 0.0599 | 0.0599 | 115.1 |  |  | 115.1
NY | Ravenswood Generating Station | 2500 | 20 | Queens | 1963-05-01 | 4171 | 400 | 40.7585 | -73.9451 | ARP, NBP | Tangentially-fired | Residual Oil | Pipeline Natural Gas | Overfire Air | Electric Utility |  | 0.0979 | 330.802 | 7264678.475 | 0.1529 | 433.69 | 5758691.55 | 0.1177 | 493.689 | 8667111.775 | 0.0756 | 143.909 | 3762831.825 | 0.0733 | 144.533 | 3754666.175 | 0.0664 | 138.738 | 4039625.2 | 0.063 | 35.731 | 1075271.1 | 0.0701 | 127.224 | 3647266.675 | 0.0596 | 105.7 | 3361682.6 | 0.0711 | 193.8 | 5762253.4 | 21.9 |  | Low Ozone Season Rate | 0.0596 | 0.0596 | 105.7 |  |  | 105.7
NY | Ravenswood Generating Station | 2500 | 30 | Queens | 1965-06-01 | 9379 | 1027 | 40.7585 | -73.9451 | ARP, NBP | Tangentially-fired | Residual Oil | Pipeline Natural Gas |  | Electric Utility |  | 0.1433 | 899.054 | 12200000 | 0.1894 | 1480.579 | 16000000 | 0.1634 | 1094.043 | 13100000 | 0.0766 | 496.851 | 11300000 | 0.0719 | 489.372 | 11700000 | 0.0706 | 381.965 | 8984334.825 | 0.0623 | 271.421 | 7286280.375 | 0.0669 | 455.865 | 11500000 | 0.0605 | 262.9 | 7378773.5 | 0.0646 | 189.6 | 4855522.5 | 21.4 |  | Low Ozone Season Rate | 0.0605 | 0.0605 | 262.9 |  |  | 262.9
NY | Ravenswood Generating Station | 2500 | CT0008 | Queens | 1970-07-01 | 255 | 25 | 40.7585 | -73.9451 | CAIROS | Combustion turbine | Diesel Oil | Pipeline Natural Gas |  | Electric Utility |  | 0.476 | 8.028 | 33730.5 | 0.492 | 5.931 | 24104.9 | 0.492 | 3.812 | 15496 | [21 empty] | 0 | None Reported | Water Injection | 0.476 | 0.2856 | 0 |  |  | 0
NY | Ravenswood Generating Station | 2500 | CT0009 | Queens | 1970-07-01 | 255 | 25 | 40.7585 | -73.9451 | CAIROS | Combustion turbine | Diesel Oil | Pipeline Natural Gas |  | Electric Utility |  | 0.476 | 9.713 | 40813 | 0.492 | 5.523 | 22449.6 | 0.492 | 6.469 | 26295.7 | 0.4919 | 5.031 | 20448.9 | 0.4919 | 6.757 | 27465.2 | 0.4222 | 4.112 | 19491.5 | 0.467 | 2.953 | 12644.2 | 0.431 | 4.078 | 19162.2 | 0.7 | 10.5 | 30104.4 | 0.7 | 11.4 | 32644.5 | 3.2 | None Reported | Water Injection | 0.4222 | 0.25332 | 3.8 |  |  | 3.8
NY | Ravenswood Generating Station | 2500 | CT0010 | Queens | 1970-08-01 | 255 | 25 | 40.7585 | -73.9451 | CAIROS | Combustion turbine | Diesel Oil | Pipeline Natural Gas |  | Electric Utility |  | 0.476 | 8.416 | 35362.5 | 0.492 | 4.063 | 16516.1 | 0.492 | 6.866 | 27913.3 | 0.4919 | 4.759 | 19343.7 | 0.4919 | 6.42 | 26096.6 | 0.4222 | 2.538 | 12028.2 | 0.4671 | 0.871 | 3731.7 | 0.467 | 9.103 | 38973.1 | 0.7 | 8.8 | 25243.1 | 0.7 | 11.4 | 32599.9 | 2.7 | None Reported | Water Injection | 0.4222 | 0.25332 | 3.2 |  |  | 3.2
NY | Ravenswood Generating Station | 2500 | CT0011 | Queens | 1970-08-01 | 255 | 25 | 40.7585 | -73.9451 | CAIROS | Combustion turbine | Diesel Oil | Pipeline Natural Gas |  | Electric Utility |  | 0.476 | 6.651 | 27947.2 | 0.492 | 5.763 | 23425 | 0.4919 | 4.222 | 17163.4 | 0.492 | 4.358 | 17713.5 | 0.4919 | 5.612 | 22812.1 | 0.4221 | 5.249 | 24883.5 | 0.467 | 2.416 | 10346.8 | 0.467 | 9.387 | 40188.1 | 0.7 | 10.5 | 29892.6 | 0.7 | 11.7 | 33485.3 | 3.2 | None Reported | Water Injection | 0.4221 | 0.25326 | 3.8 |  |  | 3.8
NY | Ravenswood Generating Station | 2500 | CT02-1 | Queens | 1970-12-01 | 524 | 42.9 | 40.7585 | -73.9451 | CAIRNOX, CAIROS, CAIRSO2, RGGI, TRNOX, TRNOXOS, TRSO2G1 | Combustion turbine | Pipeline Natural Gas |  |  | Electric Utility |  | 0.476 | 12.162 | 51095.5 | 0.4944 | 3.119 | 12583.3 | 0.4987 | 7.491 | 29882.3 | 0.4929 | 9.513 | 38635.7 | 0.4955 | 8.699 | 34980.1 | 0.4231 | 9.64 | 45585.3 | 0.396 | 3.061 | 15456.2 | 0.396 | 10.033 | 50669.7 | 0.396 | 8.5 | 42967.2 | 0.42 | 17.3 | 82526.2 | 2.2 | None Reported | Water Injection | 0.396 | 0.2376 | 5.1 |  |  | 5.1
NY | Ravenswood Generating Station | 2500 | CT02-2 | Queens | 1970-12-01 | 524 | 42.9 | 40.7585 | -73.9451 | CAIRNOX, CAIROS, CAIRSO2, RGGI, TRNOX, TRNOXOS, TRSO2G1 | Combustion turbine | Pipeline Natural Gas |  |  | Electric Utility |  | 0.4802 | 11.757 | 48786.7 | 0.492 | 3.937 | 16004.3 | 0.702 | 3.965 | 10121.4 | 0.6012 | 5.955 | 20061.7 | 0.4954 | 11.335 | 45662.6 | 0.4227 | 7.179 | 33962.1 | 0.396 | 2.532 | 12785 | 0.396 | 5.479 | 27673 | 0.396 | 9.4 | 47544.2 | 0.42 | 17.1 | 81307.4 | 2.5 | None Reported | Water Injection | 0.396 | 0.2376 | 5.6 |  |  | 5.6
NY | Ravenswood Generating Station | 2500 | CT02-3 | Queens | 1970-12-01 | 524 | 42.9 | 40.7585 | -73.9451 | CAIRNOX, CAIROS, CAIRSO2, RGGI, TRNOX, TRNOXOS, TRSO2G1 | Combustion turbine | Pipeline Natural Gas |  |  | Electric Utility |  | 0.4837 | 9.852 | 40811.5 | 0.4935 | 4.749 | 19213.1 | 0.5114 | 12.741 | 48739.2 | 0.4932 | 6.089 | 24676.6 | 0.4945 | 5.175 | 20841.2 | 0.4234 | 7.758 | 36658.1 | 0.396 | 2.625 | 13258.1 | 0.396 | 9.236 | 46648.8 | 0.396 | 10.8 | 54454.8 | 0.42 | 16.7 | 79287 | 2.8 | None Reported | Water Injection | 0.396 | 0.2376 | 6.5 |  |  | 6.5
NY | Ravenswood Generating Station | 2500 | CT02-4 | Queens | 1970-12-01 | 524 | 42.9 | 40.7585 | -73.9451 | CAIRNOX, CAIROS, CAIRSO2, RGGI, TRNOX, TRNOXOS, TRSO2G1 | Combustion turbine | Pipeline Natural Gas |  |  | Electric Utility |  | 0.4769 | 9.509 | 39936 | 0.4969 | 3.283 | 13194.3 | 0.5192 | 13.494 | 51067.1 | 0.4979 | 8.012 | 31920 | 0.4928 | 7.279 | 29553.7 | 0.4227 | 6.021 | 28454.4 | 0.396 | 2.267 | 11447.8 | 0.396 | 8.014 | 40478.4 | 0.396 | 6.7 | 33692.6 | 0.42 | 16.6 | 79174 | 1.8 | None Reported | Water Injection | 0.396 | 0.2376 | 4 |  |  | 4
NY | Ravenswood Generating Station | 2500 | CT03-1 | Queens | 1970-08-01 | 524 | 42.9 | 40.7585 | -73.9451 | CAIRNOX, CAIROS, CAIRSO2, RGGI, TRNOX, TRNOXOS, TRSO2G1 | Combustion turbine | Pipeline Natural Gas |  |  | Electric Utility |  | 0.4864 | 7.133 | 29395.5 | 0.4941 | 3.152 | 12720.9 | 0.5039 | 12.628 | 50010.8 | 0.4929 | 10.339 | 41928.9 | 0.4927 | 12.982 | 52676.7 | 0.422 | 10.001 | 47399.2 | 0.396 | 3.179 | 16054.1 | 0.396 | 10.601 | 53541.7 | 0.396 | 10.1 | 51003.9 | 0.47 | 17.2 | 73246.8 | 2.7 | None Reported | Water Injection | 0.396 | 0.2376 | 6.1 |  |  | 6.1
NY | Ravenswood Generating Station | 2500 | CT03-2 | Queens | 1970-08-01 | 524 | 42.9 | 40.7585 | -73.9451 | CAIRNOX, CAIROS, CAIRSO2, RGGI, TRNOX, TRNOXOS, TRSO2G1 | Combustion turbine | Pipeline Natural Gas |  |  | Electric Utility |  | 0.4868 | 6.141 | 25002.1 | 0.4944 | 2.831 | 11445.6 | 0.6093 | 14.953 | 47064.1 | 0.4928 | 9.916 | 40207 | 0.4927 | 11.415 | 46312.2 | 0.4233 | 7.742 | 36673.1 | 0.396 | 3.224 | 16281.7 | 0.3994 | 8.578 | 42947.2 | 0.396 | 7.9 | 39656.3 | 0.47 | 15.6 | 66359.6 | 2.1 | None Reported | Water Injection | 0.396 | 0.2376 | 4.7 |  |  | 4.7
NY | Ravenswood Generating Station | 2500 | CT03-3 | Queens | 1970-08-01 | 524 | 42.9 | 40.7585 | -73.9451 | CAIRNOX, CAIROS, CAIRSO2, RGGI, TRNOX, TRNOXOS, TRSO2G1 | Combustion turbine | Pipeline Natural Gas |  |  | Electric Utility |  | 0.4838 | 9.471 | 39126.9 | 0.4969 | 2.225 | 8923.7 | 0.4962 | 5.241 | 21122.8 | 0.4927 | 9.963 | 40490.9 | 0.5022 | 7.236 | 29170.8 | 0.4249 | 1.891 | 8884.2 | 0.396 | 1.21 | 6112 | 0.396 | 8.486 | 42859.2 | 0.396 | 7.7 | 38932.6 | 0.42 | 13.9 | 66107.9 | 2 | None Reported | Water Injection | 0.396 | 0.2376 | 4.6 |  |  | 4.6
NY | Ravenswood Generating Station | 2500 | CT03-4 | Queens | 1970-08-01 | 524 | 42.9 | 40.7585 | -73.9451 | CAIRNOX, CAIROS, CAIRSO2, RGGI, TRNOX, TRNOXOS, TRSO2G1 | Combustion turbine | Pipeline Natural Gas |  |  | Electric Utility |  | 0.495 | 9.76 | 39209.2 | 0.5139 | 2.623 | 10061 | 0.5222 | 17.309 | 64856.7 | 0.492 | 5.367 | 21818 | 0.493 | 6.624 | 26919.9 | 0.4227 | 5.436 | 25667.7 | 0.396 | 2.949 | 14894.1 | 0.396 | 8.41 | 42475.7 | 0.3961 | 1.4 | 6858.6 |  |  |  | 0.4 | None Reported | Water Injection | 0.396 | 0.2376 | 0.8 |  |  | 0.8
NY | Ravenswood Generating Station | 2500 | UCC001 | Queens | 2004-01-05 | 2156 |  | 40.7585 | -73.9451 | ARP, CAIRNOX, CAIROS, CAIRSO2, RGGI, TRNOX, TRNOXOS, TRSO2G1 | Combined cycle | Pipeline Natural Gas | Diesel Oil | Dry Low NOx Burners<br>Ammonia Injection | Electric Utility |  |  |  |  | 0.0094 | 20.651 | 5898515.15 | 0.0095 | 20.012 | 5759514.825 | 0.0073 | 16.63 | 5339374.125 | 0.0069 | 18.045 | 5798302 | 0.0064 | 16.611 | 5550759.35 | 0.0084 | 15.714 | 4663554.85 | 0.0097 | 17.421 | 4648675.175 | 0.0064 | 17.3 | 5507717.4 | 0.0075 | 11.3 | 3632692.2 | 69.6 | Dry Low NOx Burners<br>Ammonia Injection | Low Ozone Season Rate | 0.0064 | 0.0064 | 17.3 |  |  | 17.3
NY | Rensselaer Cogen | 54034 | 1GTDBS | Rensselaer | 1994-04-22 | 786.8 | 57.9 | 42.63 | -73.75 | ARP, CAIRNOX, CAIROS, CAIRSO2, RGGI, TRNOX, TRNOXOS, TRSO2G1 | Combined cycle | Pipeline Natural Gas | Diesel Oil | Selective Catalytic Reduction<br>Steam Injection | Electric Utility |  | 0.048 | 4.07 | 231188.051 | 0.0751 | 0.509 | 21976.075 | 0.0416 | 2.761 | 176877.159 | 0.0532 | 1.114 | 62562.691 | 0.0462 | 1.223 | 73072.883 | 0.0611 | 0.809 | 44842.315 | 0.0893 | 0.259 | 9468.924 | 0.0503 | 4.302 | 246820.507 | 0.0465 | 1.2 | 74676.6 | 0.0445 | 5.2 | 329475 | 2.6 | Selective Catalytic Reduction<br>Steam Injection | Existing SCR | 0.0416 | 0.0416 | 1.1 |  |  | 1.1
NY | Richard M Flynn (Holtsville) | 7314 | 1 | Suffolk | 1994-04-01 | 1325 | 108 | 40.8153 | -73.0644 | ARP, CAIRNOX, CAIROS, CAIRSO2, RGGI, TRNOX, TRNOXOS, TRSO2G1 | Combined cycle | Pipeline Natural Gas | Diesel Oil |  | Electric Utility |  | 0.0303 | 59.749 | 3997626.07 | 0.0256 | 49.004 | 3878694.342 | 0.0265 | 51.779 | 3964430.747 | 0.0284 | 52.511 | 3791397.909 | 0.0291 | 41.958 | 2999103.867 | 0.0307 | 59.873 | 3965112.123 | 0.0272 | 52.084 | 3866609.619 | 0.0273 | 21.697 | 1629880.484 | 0.028 | 55.6 | 3992178.2 | 0.0299 | 59.2 | 4012995.8 | 82.1 |  | Low Ozone Season Rate | 0.0256 | 0.0256 | 50.8 |  |  | 50.8
NY | Rochester 7 - Russell Station | 2642 | 1 | Monroe | 1948-12-01 | 580 | 46 | 43.2689 | -77.6294 | ARP, NBP | Tangentially-fired | Coal |  | Selective Non-catalytic Reduction (Began May 21, 2003) | Electric Utility | Electric Services | 0.3232 | 199.222 | 1176732.25 | 0.3643 | 219.8 | 1197624.454 | 0.3737 | 186.624 | 987400.395 | 0.3747 | 227.5 | 1198845.833 | 0.3651 | 235.333 | 1279327.912 | [15 empty] | 0 | SNCR | Existing SNCR | 0.3232 | 0.3232 | 0 | Shutdown | Gas Combined Cycle Replacement/No operation 2011 | 0 | 0
NY | Rochester 7 - Russell Station | 2642 | 2 | Monroe | 1950-11-01 | 680 | 62.5 | 43.2689 | -77.6294 | ARP, NBP | Tangentially-fired | Coal |  | Low NOx Burner Technology w/ Closed-coupled OFA<br>Selective Non-catalytic Reduction (Began Jan 28, 2003) | Electric Utility | Electric Services | 0.3231 | 287.596 | 1712958.55 | 0.3638 | 336.547 | 1839941.946 | 0.3718 | 280.851 | 1491795.83 | 0.375 | 324.057 | 1699697.866 | 0.3665 | 291.957 | 1575532.213 | [15 empty] | 0 | SNCR | Existing SNCR | 0.3231 | 0.3231 | 0 | Shutdown | Gas Combined Cycle Replacement/No operation 2011 | 0 | 0
NY | Rochester 7 - Russell Station | 2642 | 3 | Monroe | 1953-09-01 | 680 | 62.5 | 43.2689 | -77.6294 | ARP, NBP | Tangentially-fired | Coal |  | Low NOx Burner Technology w/ Separated OFA<br>Selective Non-catalytic Reduction (Began Mar 05, 2003) | Electric Utility | Electric Services | 0.2555 | 192.564 | 1496542.68 | 0.2791 | 208.626 | 1498459.745 | 0.2905 | 178.204 | 1226036.611 | 0.275 | 147.661 | 1079543.052 | 0.2635 | 161.776 | 1237433.437 | [15 empty] | 0 | SNCR | Existing SNCR | 0.2555 | 0.2555 | 0 | Shutdown | Gas Combined Cycle Replacement/No operation 2011 | 0 | 0
NY | Rochester 7 - Russell Station | 2642 | 4 | Monroe | 1957-01-01 | 800 | 81.6 | 43.2689 | -77.6294 | ARP, NBP | Tangentially-fired | Coal |  | Low NOx Burner Technology w/ Closed-coupled OFA<br>Selective Non-catalytic Reduction (Began Apr 15, 2003) | Electric Utility | Electric Services | 0.2632 | 328.81 | 2473502.32 | 0.281 | 386.448 | 2744598.155 | 0.2954 | 327.585 | 2212413.989 | 0.2743 | 295.904 | 2161245.648 | 0.2712 | 276.61 | 2029068.563 | [15 empty] | 0 | SNCR | Existing SNCR | 0.2632 | 0.2632 | 0 | Shutdown | Gas Combined Cycle Replacement/No operation 2011 | 0 | 0
NY | S A Carlson | 2682 | 9 | Chautauqua | 1950-12-01 | 190 | 62.5 | 42.0917 | -79.2417 | ARP, NBP | Dry bottom wall-fired boiler | Coal |  | Low NOx Burner Technology (Dry Bottom only) | Electric Utility | Electric Services | 0.4025 | 85.032 | 418236.359 | 0.4049 | 47.258 | 232280.695 | 0.4116 | 45.716 | 219592.949 | 0.3883 | 49.097 | 250803.375 | 0.4083 | 87.859 | 424320.615 | 0.3943 | 65.964 | 327923.183 | 0.3585 | 0.566 | 2965.25 | 0.2001 | 0.998 | 7175.975 | 0.3367 | 2 | 10369.8 | 0.339 | 1.3 | 6867.7 | 1.5 |  | New SNCR | 0.2001 | 0.12006 | 0.7 |  |  | 0.7
NY | S A Carlson | 2682 | 10 | Chautauqua | 1950-12-01 | 190 | 62.5 | 42.0917 | -79.2417 | ARP, NBP | Dry bottom wall-fired boiler | Coal |  | Low NOx Burner Technology (Dry Bottom only) | Electric Utility | Electric Services | 0.4081 | 33.562 | 162859.4 | 0.422 | 43.627 | 202195.862 | 0.4286 | 59.386 | 274066.15 | 0.429 | 11.05 | 49791.35 | 0.4199 | 7.978 | 37087.875 | 0.4699 | 39.441 | 161164.4 | 0.4051 | 5.403 | 24618.925 | [9 empty] | 0 |  | New SNCR | 0.4051 | 0.24306 | 0 |  |  | 0
NY | S A Carlson | 2682 | 11 | Chautauqua | 1958-12-01 | 190 | 62.5 | 42.0917 | -79.2417 | ARP, NBP | Dry bottom wall-fired boiler | Coal |  | Low NOx Burner Technology (Dry Bottom only) | Electric Utility | Electric Services |  |  |  | 0.255 | 0 | 1.512 | [6 empty] | 0.251 | 0 | 2.2 | 0.2256 | 0.027 | 2.3 | [12 empty] | 0 |  | New SNCR | 0.2256 | 0.13536 | 0 |  |  | 0
NY | S A Carlson | 2682 | 12 | Chautauqua | 1963-12-01 | 297 | 28.7 | 42.0917 | -79.2417 | ARP, NBP | Dry bottom wall-fired boiler | Coal |  | Low NOx Burner Technology (Dry Bottom only) | Electric Utility | Electric Services | 0.3969 | 50.43 | 251107.591 | 0.4001 | 109.647 | 546792.63 | 0.3941 | 53.892 | 271640.351 | 0.3808 | 105.365 | 552363.2 | 0.3935 | 112.358 | 571903.71 | 0.3931 | 95.154 | 482209.894 | 0.3145 | 10.795 | 63162.425 | 0.3241 | 5.144 | 29881.8 | [6 empty] | 0 |  | New SNCR | 0.3145 | 0.1887 | 0 |  |  | 0
NY | S A Carlson | 2682 | 20 | Chautauqua | 2001-11-03 | 554 | 47.3 | 42.0917 | -79.2417 | ARP, CAIRNOX, CAIROS, CAIRSO2, RGGI, TRNOX, TRNOXOS, TRSO2G1 | Combined cycle | Pipeline Natural Gas |  | Water Injection | Electric Utility |  | 0.0924 | 17.928 | 404269.05 | 0.1426 | 14.118 | 198562 | 0.1439 | 3.045 | 42927.65 | 0.1293 | 7.199 | 112131.1 | 0.1308 | 7.943 | 122113.625 | 0.146 | 3.418 | 46734.45 | 0.1104 | 2.943 | 54260.975 | 0.1139 | 8.768 | 152931.775 | 0.119 | 13.7 | 230102.3 | 0.1152 | 39.2 | 684191.5 | 11.3 | Water Injection | Low Ozone Season Rate | 0.0924 | 0.0924 | 10.6 |  |  | 10.6
NY | Shoemaker | 2632 | 1 | Orange | 1971-05-01 | 650 | 41.9 | 41.4278 | -74.4186 | CAIRNOX, CAIROS, CAIRSO2, RGGI, TRNOX, TRNOXOS, TRSO2G1 | Combustion turbine | Pipeline Natural Gas | Diesel Oil |  | Electric Utility |  | 0.4049 | 4.545 | 17838.252 | 0.2825 | 0.773 | 4122.606 | 0.3382 | 3.526 | 15634.521 | 0.3106 | 16.496 | 100048.195 | 0.2969 | 3.814 | 17905.928 | 0.272 | 0.557 | 2939.395 | 0.6718 | 0.554 | 1269.487 | 0.8845 | 7.128 | 13949.475 | 0.8577 | 8.6 | 16994 | 0.946 | 3.4 | 6081.3 | 0.7 | None Reported | Water Injection | 0.272 | 0.1632 | 1.6 |  |  | 1.6
NY | Shoreham Energy | 55787 | CT01 | Suffolk | 2002-07-20 | 461 | 50 | 40.9572 | -72.8664 | ARP, CAIRNOX, CAIROS, CAIRSO2, RGGI, TRNOX, TRNOXOS, TRSO2G1 | Combustion turbine | Diesel Oil |  | Water Injection<br>Selective Catalytic Reduction | Electric Utility |  | 0.0559 | 1.646 | 137954.303 | 0.0383 | 0.556 | 45606.319 | 0.0354 | 2.125 | 175856.774 | 0.0338 | 1.123 | 82291.42 | 0.0317 | 1.816 | 149652.439 | 0.0363 | 2.267 | 169850.143 | 0.0372 | 1.191 | 82425.802 | 0.0369 | 1.945 | 148039.87 | 0.0355 | 1.3 | 99122.9 | 0.0359 | 1.4 | 93886.9 | 5.9 | Water Injection<br>Selective Catalytic Reduction | Existing SCR | 0.0317 | 0.0317 | 1.2 |  |  | 1.2
NY | Shoreham Energy | 55787 | CT02 | Suffolk | 2002-07-22 | 461 | 50 | 40.9572 | -72.8664 | ARP, CAIRNOX, CAIROS, CAIRSO2, RGGI, TRNOX, TRNOXOS, TRSO2G1 | Combustion turbine | Diesel Oil |  | Water Injection<br>Selective Catalytic Reduction | Electric Utility |  | 0.0704 | 1.629 | 134106.494 | 0.0442 | 0.547 | 46858.65 | 0.0326 | 1.822 | 153291.325 | 0.0352 | 1.033 | 74832.601 | 0.0303 | 1.567 | 123314.025 | 0.029 | 2.155 | 175157.848 | 0.0328 | 1.098 | 81160.651 | 0.0303 | 1.765 | 142475.442 | 0.0282 | 1.1 | 94096 | 0.0311 | 1.2 | 93492.8 | 5.6 | Water Injection<br>Selective Catalytic Reduction | Existing SCR | 0.0282 | 0.0282 | 1.1 |  |  | 1.1
NY | Somerset Operating Company (Kintigh) | 6082 | 1 | Niagara | 1984-08-17 | 6280 | 655.1 | 43.3561 | -78.6039 | ARP, NBP | Dry bottom wall-fired boiler | Coal | Residual Oil | Selective Catalytic Reduction<br>Low NOx Burner Technology (Dry Bottom only) | Electric Utility | Electric Services | 0.1153 | 1175.173 | 20600000 | 0.1262 | 1395.774 | 22500000 | 0.1361 | 1216.629 | 18300000 | 0.1453 | 1520.277 | 21000000 | 0.1888 | 2045.951 | 22000000 | 0.1546 | 1630.987 | 21700000 | 0.2781 | 2140.656 | 16500000 | 0.1868 | 1796.898 | 20900000 | 0.2965 | 2347.2 | 16600000 | 0.3235 | 1301.9 | 8120345.5 | 71.8 | SCR | Existing SCR | 0.1153 | 0.1153 | 912.8 |  |  | 912.8
NY | South Glens Falls Energy | 10618 | 1 | Saratoga | 1991-06-01 | 583 | 37.7 | 43.2933 | -73.6353 | ARP, NBP | Combined cycle | Pipeline Natural Gas | Diesel Oil |  | Electric Utility |  | 0.1014 | 21.738 | 467700.818 | 0.1041 | 1.67 | 34768.183 | 0.0946 | 11.968 | 278919.619 | [21 empty] | 0 |  | Low Ozone Season Rate | 0.0946 | 0.0946 | 0 |  |  | 0
NY | Vernon Boulevard | 7909 | VB01 | Queens | 2001-08-15 | 430 | 47 | 40.7539 | -73.9506 | ARP, CAIRNOX, CAIROS, CAIRSO2, RGGI, TRNOX, TRNOXOS, TRSO2G1 | Combustion turbine | Pipeline Natural Gas |  | Selective Catalytic Reduction | Electric Utility |  | 0.0116 | 1.137 | 224741.007 | 0.0202 | 1.062 | 202985.128 | 0.0202 | 2.073 | 447963.377 | 0.0192 | 1.556 | 309022.525 | 0.0231 | 1.906 | 369474.693 | 0.0243 | 2.409 | 444372.898 | 0.031 | 0.281 | 45607.042 | 0.0186 | 1.211 | 256617.881 | 0.0171 | 1.3 | 273449.3 | 0.02 | 0.7 | 140710.2 | 17.3 | Selective Catalytic Reduction | Existing SCR | 0.0116 | 0.0116 | 0.9 |  |  | 0.9
NY | Vernon Boulevard | 7909 | VB02 | Queens | 2001-08-02 | 455 | 47 | 40.7539 | -73.9506 | ARP, CAIRNOX, CAIROS, CAIRSO2, RGGI, TRNOX, TRNOXOS, TRSO2G1 | Combustion turbine | Pipeline Natural Gas |  | Selective Catalytic Reduction | Electric Utility |  | 0.0118 | 1.294 | 257256.252 | 0.0164 | 0.871 | 165198.168 | 0.0156 | 1.904 | 435371.987 | 0.0138 | 1.608 | 356487.943 | 0.016 | 1.683 | 364270.879 | 0.0166 | 2.266 | 458589.544 | 0.0268 | 0.278 | 49371.515 | 0.0156 | 1.071 | 217737.227 | 0.0163 | 1.4 | 316104.5 | 0.0173 | 0.9 | 178921.5 | 18.9 | Selective Catalytic Reduction | Existing SCR | 0.0118 | 0.0118 | 1 |  |  | 1
NY | Wading River Facility | 7146 | UGT007 | Suffolk | 1989-07-01 | 1164 | 79.5 | 40.9575 | -72.8781 | CAIRNOX, CAIROS, CAIRSO2, RGGI, TRNOX, TRNOXOS, TRSO2G1 | Combustion turbine | Diesel Oil |  | Other<br>Water Injection | Electric Utility |  | 0.3291 | 106.873 | 645019.775 | 0.2928 | 58.109 | 396588.55 | 0.2546 | 46.583 | 354655.55 | 0.2613 | 23.108 | 171089.45 | 0.2807 | 35.673 | 251050.6 | 0.2197 | 40.279 | 378006.625 | 0.1856 | 14.085 | 157322.7 | 0.1725 | 24.619 | 292882.9 | 0.1963 | 13.7 | 138060.3 | 0.1514 | 14.7 | 195703.2 | 3.2 | Other<br>Water Injection | Low Ozone Season Rate | 0.1514 | 0.1514 | 10.6 |  |  | 10.6
NY | Wading River Facility | 7146 | UGT008 | Suffolk | 1989-07-01 | 1164 | 79.5 | 40.9575 | -72.8781 | CAIRNOX, CAIROS, CAIRSO2, RGGI, TRNOX, TRNOXOS, TRSO2G1 | Combustion turbine | Diesel Oil |  | Other<br>Water Injection | Electric Utility |  | 0.2467 | 96.599 | 782995.425 | 0.2473 | 32.816 | 263844.5 | 0.2463 | 56.367 | 460759.475 | 0.2441 | 28.155 | 226752.5 | 0.2391 | 35.231 | 289403.5 | 0.2591 | 46.852 | 352399.85 | 0.2361 | 17.632 | 148375.15 | 0.2272 | 31.61 | 272439.825 | 0.2105 | 13.6 | 128817 | 0.1906 | 20.1 | 209496.3 | 3 | Other<br>Water Injection | Low Ozone Season Rate | 0.1906 | 0.1906 | 12.3 |  |  | 12.3
NY | Wading River Facility | 7146 | UGT009 | Suffolk | 1989-07-01 | 1164 | 79.5 | 40.9575 | -72.8781 | CAIRNOX, CAIROS, CAIRSO2, RGGI, TRNOX, TRNOXOS, TRSO2G1 | Combustion turbine | Diesel Oil |  | Other<br>Water Injection | Electric Utility |  | 0.2285 | 105.5 | 926290.9 | 0.231 | 31.195 | 270335.1 | 0.2186 | 42.983 | 386247.675 | 0.2397 | 24.803 | 199715.925 | 0.2396 | 38.835 | 320368.75 | 0.2642 | 48.179 | 359434.7 | 0.2466 | 21.405 | 168511.75 | 0.2145 | 28.8 | 274140.35 | 0.2158 | 15.5 | 141981.4 | 0.1815 | 14.8 | 162688.1 | 3.3 | Other<br>Water Injection | Low Ozone Season Rate | 0.1815 | 0.1815 | 13.1 |  |  | 13.1
NY | Wading River Facility | 7146 | UGT013 | Suffolk | 1971-07-01 | 686 |  | 40.9575 | -72.8781 | CAIRNOX, CAIROS, CAIRSO2, RGGI, TRNOX, TRNOXOS, TRSO2G1 | Combustion turbine | Diesel Oil |  |  | Electric Utility |  | 0.522 | 17.12 | 65594.7 | 0.5221 | 3.534 | 13539.4 | 0.522 | 11.578 | 44359 | 0.522 | 12.765 | 48905.7 | 0.522 | 2.747 | 10526 | 0.6211 | 4.336 | 13964.3 | 0.621 | 2.244 | 7227.9 | 0.621 | 10.54 | 33946 | 0.621 | 2.9 | 9488.5 | 0.6211 | 2.8 | 9064.5 | 0.4 | None Reported | Water Injection | 0.522 | 0.3132 | 1.5 |  |  | 1.5
NY | Wading River Facility | 7146 | UGT014 | Suffolk | 1984-07-01 | 266 |  | 40.9575 | -72.8781 | CAIROS | Combustion turbine | Diesel Oil |  |  | Electric Utility |  | 0.8398 | 3.02 | 7189.9 | 0.8167 | 0.211 | 517.6 | 0.8383 | 1.831 | 4369.9 | 0.838 | 2.634 | 6288.1 | 0.8378 | 0.158 | 376.1 | 0.8077 | 2.126 | 5262 | 0.7617 | 1.423 | 3736.1 | 0.762 | 3.036 | 7968.9 | 0.7623 | 0.7 | 1872.1 | 0.8883 | 1 | 2191.8 | 0.2 | None Reported | Water Injection | 0.7617 | 0.45702 | 0.4 |  |  | 0.4
NY | Waterside | 2502 | 61 | New York | 1941-12-01 | 928 | 74.8 | 40.7472 | -73.9705 | ARP, NBP | Tangentially-fired | Residual Oil | Pipeline Natural Gas |  | Electric Utility | Electric Services | 0.0719 | 50.352 | 1335493.194 | 0.0745 | 63.444 | 1627322.984 | [20 empty] | 0 |  |  |  | 0 |  | Low Ozone Season Rate | 0.0719 | 0.0719 | 0 |  |  | 0
NY | Waterside | 2502 | 62 | New York | 1941-12-01 | 928 | 74.8 | 40.7472 | -73.9705 | ARP, NBP | Tangentially-fired | Residual Oil | Pipeline Natural Gas |  | Electric Utility | Electric Services | 0.0719 | 55.47 | 1471871.606 | 0.0745 | 67.203 | 1729989.99 | [20 empty] | 0 |  |  |  | 0 |  | Low Ozone Season Rate | 0.0719 | 0.0719 | 0 |  |  | 0
NY | Waterside | 2502 | 80 | New York | 1942-10-01 | 1382 | 62.5 | 40.7472 | -73.9705 | ARP, NBP | Tangentially-fired | Residual Oil | Pipeline Natural Gas |  | Electric Utility | Electric Services | 0.0554 | 72.732 | 2608472.971 | 0.0554 | 55.393 | 1928682.531 | [20 empty] | 0 |  |  |  | 0 |  | Low Ozone Season Rate | 0.0554 | 0.0554 | 0 |  |  | 0
NY | Waterside | 2502 | 90 | New York | 1942-10-01 | 1382 | 62.5 | 40.7472 | -73.9705 | ARP, NBP | Tangentially-fired | Residual Oil | Pipeline Natural Gas |  | Electric Utility | Electric Services | 0.053 | 50.755 | 1882943.029 | 0.0458 | 44.936 | 1893993.418 | [20 empty] | 0 |  |  |  | 0 |  | Low Ozone Season Rate | 0.0458 | 0.0458 | 0 |  |  | 0
NY | West Babylon Facility | 2521 | UGT001 | Suffolk | 1971-06-01 | 686 | 52.4 | 40.6953 | -73.3497 | CAIRNOX, CAIROS, CAIRSO2, RGGI, TRNOX, TRNOXOS, TRSO2G1 | Combustion turbine | Diesel Oil |  |  | Electric Utility |  | 0.5267 | 20.065 | 75959.6 | 0.5221 | 6.538 | 25047.6 | 0.522 | 7.183 | 27520.6 | 0.522 | 8.759 | 33560.1 | 0.5219 | 3.866 | 14812.4 | 0.621 | 9.368 | 30170.2 | 0.6212 | 1.327 | 4274.1 | 0.621 | 3.992 | 12858.4 | 0.621 | 15.9 | 51076.5 | 0.621 | 7.4 | 23857.6 | 2 | None Reported | Water Injection | 0.5219 | 0.31314 | 8 |  |  | 8
OH | AMP-Ohio Gas Turbines Bowling Green | 55262 | CT1 | Wood | 2001-02-08 | 507 | 33 | 41.3989 | -83.6411 | ARP, CAIRNOX, CAIROS, CAIRSO2, TRNOX, TRNOXOS, TRSO2G1 | Combustion turbine | Pipeline Natural Gas |  | Selective Catalytic Reduction | Electric Utility |  | 0.0377 | 0.314 | 18860.1 | 0.0392 | 0.028 | 1448.1 | 0.057 | 0.745 | 26156.6 | 0.0806 | 0.141 | 4158.675 | 0.0438 | 0.116 | 5946.425 | 0.0363 | 0.065 | 3438.325 | 0.0467 | 0.072 | 3319.975 | 0.1605 | 0.472 | 4906.425 | 0.0404 | 0.5 | 24324.2 | 0.0399 | 0.4 | 22342.7 | 1.3 | Selective Catalytic Reduction | Existing SCR | 0.0363 | 0.0363 | 0.4 |  |  | 0.4
OH | AMP-Ohio Gas Turbines Galion | 55263 | CT1 | Crawford | 2001-06-07 | 507 | 33 | 40.7167 | -82.789 | ARP, CAIRNOX, CAIROS, CAIRSO2, TRNOX, TRNOXOS, TRSO2G1 | Combustion turbine | Pipeline Natural Gas |  | Selective Catalytic Reduction | Electric Utility |  | 0.0449 | 0.107 | 5266.7 | 0.0649 | 0.019 | 579.2 | 0.0461 | 0.291 | 15831.85 | 0.0888 | 0.306 | 7009.475 | 0.0594 | 0.143 | 3809.975 | 0.0274 | 0.036 | 1057.925 | 0.0447 | 0.18 | 6991.75 | 0.0593 | 0.072 | 2046.525 | 0.0475 | 0.4 | 16662.1 | 0.043 | 0.4 | 20996.1 | 0.9 | Selective Catalytic Reduction | Existing SCR | 0.0274 | 0.0274 | 0.2 |  |  | 0.2
OH | AMP-Ohio Gas Turbines Napoleon | 55264 | CT1 | Henry | 2001-03-06 | 507 | 33 | 41.4077 | -84.1092 | ARP, CAIRNOX, CAIROS, CAIRSO2, TRNOX, TRNOXOS, TRSO2G1 | Combustion turbine | Pipeline Natural Gas |  | Selective Catalytic Reduction | Electric Utility |  | 0.0364 | 0.1 | 6388.989 |  |  |  | 0.0553 | 0.441 | 16852.198 | 0.0756 | 0.071 | 3109.925 | 0.0294 | 0.068 | 4747.075 | 0.0591 | 0.182 | 6064.1 | 0.073 | 0.099 | 3607.875 | 0.0992 | 0.289 | 4231.025 | 0.0426 | 0.5 | 23629 | 0.0389 | 0.3 | 17813.4 | 1.3 | Selective Catalytic Reduction | Existing SCR | 0.0294 | 0.0294 | 0.3 |  |  | 0.3
OH | Ashtabula | 2835 | 7 | Ashtabula | 1958-06-30 | 3000 | 86 | 41.9086 | -80.7697 | ARP, NBP | Tangentially-fired | Coal |  | Low NOx Burner Technology w/ Separated OFA | Electric Utility | Electric Services | 0.3897 | 758.26 | 4143695.6 | 0.2126 | 384.154 | 3701312.775 | 0.1789 | 524.928 | 5997698.9 | 0.1694 | 655.773 | 8003207.65 | 0.2478 | 813.922 | 6811777.1 | 0.2709 | 709.582 | 5539286.898 | 0.2999 | 95.699 | 619716.62 | 0.2172 | 392.626 | 4093217.164 | 0.1968 | 498.9 | 5347708.5 | 0.2978 | 391.8 | 2558025.6 | 48.5 |  | New SCR | 0.1694 | 0.06 | 152.1 | Shutdown | Gas Combined Cycle Replacement | 25.4 | 473.5
OH | Avon Lake Power Plant | 2836 | 10 | Lorain | 1949-12-01 | 1131 | 680 | 41.5042 | -82.05 | ARP, NBP | Tangentially-fired | Coal |  |  | Electric Utility | Electric Services | 0.3494 | 452.22 | 2473946.843 | 0.3207 | 129.948 | 786753.377 | 0.3287 | 316.627 | 1846531.074 | 0.448 | 367.321 | 1533976.264 | 0.3669 | 355.848 | 1967357.234 | 0.3985 | 138.467 | 695059.367 | 0.2991 | 25.156 | 143164.128 | 0.3194 | 87.085 | 499544.961 | 0.3212 | 68.6 | 412752.9 | 0.3288 | 70.7 | 400483.1 | 9.9 |  | New SNCR | 0.2991 | 0.17946 | 38.3 | Shutdown | Gas Combined Cycle Replacement | 2 | 66.6
OH | Avon Lake Power Plant | 2836 | 12 | Lorain | 1970-08-01 | 6040 | 680 | 41.5042 | -82.05 | ARP, NBP | Cell burner boiler | Coal |  |  | Electric Utility | Electric Services | 0.8905 | 5964.469 | 13100000 | 0.375 | 2077.811 | 10800000 | 0.3635 | 2375.151 | 12600000 | 0.3073 | 2059.178 | 12900000 | 0.3829 | 2395.844 | 11700000 | 0.331 | 1555.483 | 8765097.192 | 0.2992 | 1836.227 | 11500000 | 0.3605 | 2258.663 | 11600000 | 0.4 | 2328.2 | 11000000 | 0.3621 | 1999.5 | 10300000 | 49.4 | SNCR | New SCR | 0.2992 | 0.1496 | 870.8 |  |  | 870.8
OH | Avon Lake Power Plant | 2836 | CT10 | Lorain | 1973-12-22 | 469 | 29 | 41.5042 | -82.05 | CAIRNOX, CAIROS, CAIRSO2, TRNOX, TRNOXOS, TRSO2G1 | Combustion turbine | Diesel Oil |  |  | Electric Utility |  | 1.2 | 5.803 | 9672.3 | 1.2 | 4.113 | 6854.4 | 1.2 | 8.128 | 13546.3 | 1.2 | 8.116 | 13525.4 | 1.1999 | 6.388 | 10646.9 | 1.201 | 0.166 | 277.2 | 1.2 | 0.32 | 533 | 1.2003 | 2.145 | 3574.6 | 1.2 | 1.8 | 3067.8 | 1.2 | 0.3 | 511 | 0.2 | None Reported | Water Injection | 1.1999 | 0.1364 | 0.2 |  |  | 0.2
OH | Bay Shore | 2878 | 1 | Lucas | 1955-08-01 | 2100 | 140.6 | 41.6925 | -83.4375 | ARP, NBP | Circulating fluidized bed boiler | Other Oil, Petroleum Coke | Coal | Overfire Air | Electric Utility | Electric Services | 0.1046 | 210.176 | 4159277.55 | 0.0628 | 148.987 | 4736457.5 | 0.0912 | 244.196 | 5646134.975 | 0.0953 | 275.749 | 5931760.825 | 0.1298 | 365.218 | 5594728.25 | 0.1233 | 353.291 | 5723753.871 | 0.1119 | 319.1 | 5794952.247 | 0.1192 | 392.903 | 6548618.12 | 0.0816 | 248.6 | 6078871.2 | 0.0425 | 123.6 | 6086182.7 | 78.8 |  | Low Ozone Season Rate | 0.0425 | 0.0425 | 129.5 |  |  | 129.5
OH | Bay Shore | 2878 | 2 | Lucas | 1959-06-01 | 2000 | 140.6 | 41.6925 | -83.4375 | ARP, NBP | Dry bottom vertically-fired boiler | Coal |  |  | Electric Utility | Electric Services | 0.5981 | 950.948 | 3154134.925 | 0.3068 | 356.145 | 2317196.536 | 0.3563 | 694.605 | 3884018.504 | 0.351 | 725.225 | 4112618.083 | 0.4012 | 817.707 | 4057668.775 | 0.3805 | 785.827 | 4151315.213 | 0.3913 | 245.432 | 1150864.703 | 0.4227 | 715.814 | 3341902.199 | 0.4644 | 680.6 | 2954895.3 | 0.4282 | 73.4 | 339935.9 | 40.2 |  | New SCR | 0.3068 | 0.06 | 87.9 | Shutdown | Gas Combined Cycle Replacement | 14 | 666.6
OH | Bay Shore | 2878 | 3 | Lucas | 1963-06-01 | 2300 | 140.6 | 41.6925 | -83.4375 | ARP, NBP | Dry bottom wall-fired boiler | Coal |  | Low NOx Burner Technology w/ Overfire Air<br>Overfire Air | Electric Utility | Electric Services | 0.5795 | 830.966 | 2863806.894 | 0.2977 | 371.795 | 2485119.618 | 0.3502 | 587.296 | 3349642.101 | 0.3454 | 774.821 | 4476687.625 | 0.3957 | 804.561 | 4056237.266 | 0.3787 | 739.073 | 3929626.051 | 0.3041 | 312.609 | 2004090.011 | 0.4213 | 811.511 | 3853970.495 | 0.4587 | 742.1 | 3266301.4 | 0.3574 | 311.6 | 1709583 | 38.7 |  | New SCR | 0.2977 | 0.06 | 97.1 | Shutdown | Gas Combined Cycle Replacement | 15.5 | 726.6
OH | Bay Shore | 2878 | 4 | Lucas | 1968-06-01 | 3200 | 217.6 | 41.6925 | -83.4375 | ARP, NBP | Dry bottom wall-fired boiler | Coal |  |  | Electric Utility | Electric Services | 0.5934 | 1773.048 | 5919000.975 | 0.2982 | 618.674 | 4155610.129 | 0.3537 | 1219.477 | 6910079.713 | 0.3449 | 1303.679 | 7546493.708 | 0.3977 | 1218.111 | 6128331.649 | 0.3784 | 1202.695 | 6402031.307 | 0.3371 | 570.229 | 3668285.601 | 0.4204 | 1187.249 | 5669058.521 | 0.449 | 968.2 | 4349527.7 | 0.3547 | 438.4 | 2413998.7 | 37 |  | New SCR | 0.2982 | 0.06 | 129.4 | Shutdown | Gas Combined Cycle Replacement | 20.7 | 947.6
OH | Cardinal | 2828 | 1 | Jefferson | 1967-02-01 | 5275 | 615.2 | 40.2522 | -80.6486 | ARP, NBP | Cell burner boiler | Coal |  | Low NOx Cell Burner<br>Selective Non-catalytic Reduction (Retired May 27, 2003)<br>Selective Catalytic Reduction (Began May 28, 2003) | Electric Utility | Electric Services | 0.3871 | 2763.776 | 14300000 | 0.0618 | 345.112 | 12200000 | 0.0464 | 348.063 | 16100000 | 0.0455 | 344.597 | 16000000 | 0.0682 | 328.703 | 12600000 | 0.04 | 252.389 | 15200000 | 0.0348 | 176.709 | 11600000 | 0.0419 | 320.541 | 16200000 | 0.0585 | 329.8 | 11800000 | 0.0495 | 368.4 | 15600000 | 60.8 | SCR | Existing SCR | 0.0348 | 0.0348 | 196.2 |  |  | 196.2
OH | Cardinal | 2828 | 2 | Jefferson | 1967-07-01 | 5275 | 615.2 | 40.2522 | -80.6486 | ARP, NBP | Cell burner boiler | Coal |  | Low NOx Cell Burner<br>Selective Catalytic Reduction (Began Apr 21, 2003) | Electric Utility | Electric Services | 0.1119 | 696.162 | 12400000 | 0.0608 | 357.461 | 12400000 | 0.0438 | 374.965 | 17500000 | 0.0485 | 319.924 | 14400000 | 0.051 | 319.736 | 13900000 | 0.0534 | 356.416 | 14800000 | 0.0426 | 298.112 | 14700000 | 0.0529 | 354.284 | 14200000 | 0.0618 | 485.5 | 16600000 | 0.0585 | 488.9 | 17100000 | 85.9 | SCR | Existing SCR | 0.0426 | 0.0426 | 334.7 |  |  | 334.7
OH | Cardinal | 2828 | 3 | Jefferson | 1977-09-20 | 5975 | 650 | 40.2522 | -80.6486 | ARP, NBP | Dry bottom wall-fired boiler | Coal |  | Low NOx Burner Technology (Dry Bottom only)<br>Selective Catalytic Reduction (Began May 01, 2003) | Electric Utility | Electric Services | 0.1348 | 1069.478 | 15800000 | 0.0461 | 336.785 | 14500000 | 0.0367 | 318.383 | 18300000 | 0.0411 | 205.506 | 13700000 | 0.0226 | 223.313 | 19700000 | 0.0628 | 293.688 | 12500000 | 0.0453 | 368.477 | 17800000 | 0.0461 | 396.703 | 18400000 | 0.0613 | 504.8 | 17000000 | 0.2335 | 174.6 | 2002901.7 | 77.5 | SCR | Existing SCR | 0.0226 | 0.0226 | 186.1 |  |  | 186.1
OH | Conesville | 2840 | 1 | Coshocton | 1959-02-16 | 1345 | 148 | 40.1842 | -81.8811 | ARP, NBP | Cyclone boiler | Coal | Pipeline Natural Gas |  | Electric Utility | Electric Services | 1.1171 | 1568.458 | 2750866.89 | 0.6162 | 34.011 | 111262.148 | [24 empty] | 0 |  | New SNCR | 0.6162 | 0.36972 | 0 |  |  | 0
OH | Conesville | 2840 | 2 | Coshocton | 1957-12-23 | 1345 | 136 | 40.1842 | -81.8811 | ARP, NBP | Cyclone boiler | Coal | Pipeline Natural Gas |  | Electric Utility | Electric Services | 1.1161 | 1639.276 | 2872813.46 | 0.7291 | 69.775 | 181781.177 | [24 empty] | 0 |  | New SNCR | 0.7291 | 0.43746 | 0 |  |  | 0
OH | Conesville | 2840 | 3 | Coshocton | 1962-10-01 | 1862 | 161.5 | 40.1842 | -81.8811 | ARP, NBP | Dry bottom wall-fired boiler | Coal | Pipeline Natural Gas | Low NOx Burner Technology (Dry Bottom only) | Electric Utility | Electric Services | 0.5223 | 822.96 | 3139300.175 | 0.3983 | 488.93 | 2356662.425 | 0.3778 | 648.974 | 3126813.75 | 0.4409 | 542.408 | 2265900.55 | 0.4628 | 590.853 | 2273928.075 | 0.4987 | 1038.177 | 3664865.193 | 0.3853 | 529.947 | 2426255.647 | 0.3924 | 624.117 | 2824093.705 | 0.3434 | 40.9 | 212123 | 0.3164 | 310.9 | 1883884.7 | 3.1 |  | New SNCR | 0.3164 | 0.18984 | 22.6 | Shutdown | Gas Combined Cycle Replacement | 1 | 39.8
OH | Conesville | 2840 | 4 | Coshocton | 1973-06-08 | 7960 | 841.5 | 40.1842 | -81.8811 | ARP, NBP | Tangentially-fired | Coal |  |  | Electric Utility | Electric Services | 0.4941 | 4793.623 | 19200000 | 0.2618 | 1732.706 | 13600000 | 0.2658 | 2192.229 | 16600000 | 0.2863 | 2763.638 | 19000000 | 0.2689 | 2593.68 | 19100000 | 0.3689 | 3505.142 | 18800000 | 0.3784 | 563.85 | 3442989.998 | 0.0546 | 202.727 | 9630958.188 | 0.0743 | 446 | 12500000 | 0.0711 | 466.7 | 14300000 | 42.9 | SCR | Existing SCR | 0.0546 | 0.0546 | 327.7 |  |  | 327.7
OH | Conesville | 2840 | 5 | Coshocton | 1976-11-24 | 4091 | 443.9 | 40.1842 | -81.8811 | ARP, NBP | Tangentially-fired | Coal |  | Low NOx Burner Technology w/ Separated OFA | Electric Utility | Electric Services | 0.294 | 431.475 | 2815077.534 | 0.2819 | 1097.452 | 7740630.827 | 0.2752 | 1323.905 | 9552286.556 | 0.2756 | 1413.747 | 10100000 | 0.3085 | 1869.612 | 12000000 | 0.3132 | 2300.305 | 14700000 | 0.2933 | 1345.347 | 8988431.194 | 0.2957 | 1299.671 | 8521592.993 | 0.2998 | 1719.4 | 11300000 | 0.3838 | 1555 | 8021589.7 | 75.2 |  | New SCR | 0.2752 | 0.06 | 344.1 |  |  | 344.1
OH | Conesville | 2840 | 6 | Coshocton | 1978-06-01 | 4091 | 443.9 | 40.1842 | -81.8811 | ARP, NBP | Tangentially-fired | Coal |  | Low NOx Burner Technology w/ Separated OFA | Electric Utility | Electric Services | 0.2842 | 1384.408 | 9258775.041 | 0.2826 | 1127.562 | 7913078.048 | 0.2844 | 955.014 | 6681910.769 | 0.2763 | 1522.832 | 10900000 | 0.3098 | 1696.505 | 10900000 | 0.3118 | 1462.547 | 9467248.991 | 0.2952 | 1389.334 | 9300201.912 | 0.2916 | 1482.713 | 9809082.106 | 0.3 | 1841 | 12200000 | 0.3922 | 1868.7 | 9330845.9 | 81 |  | New SCR | 0.2763 | 0.06 | 368.2 |  |  | 368.2
OH | Darby Electric Generating Station | 55247 | CT1 | Pickaway | 2001-05-04 | 1115 | 94 | 39.7139 | -83.1778 | ARP, CAIRNOX, CAIROS, CAIRSO2, TRNOX, TRNOXOS, TRSO2G1 | Combustion turbine | Pipeline Natural Gas |  | Dry Low NOx Burners | Electric Utility |  | 0.0401 | 0.22 | 15191.455 | 0.0296 | 0.189 | 16518.075 | 0.0348 | 0.948 | 69036.432 | 0.0357 | 0.872 | 61470.677 | 0.0418 | 2.513 | 150805.438 | 0.0427 | 0.764 | 46222.477 | 0.05 | 0.49 | 27013.355 | 0.0411 | 1.19 | 78822.872 | 0.0376 | 1.4 | 81474.2 | 0.2885 | 15.6 | 155685.8 | 2 | Dry Low NOx Burners | Low Ozone Season Rate | 0.0296 | 0.0296 | 1.1 |  |  | 1.1
OH | Darby Electric Generating Station | 55247 | CT2 | Pickaway | 2001-05-09 | 1115 | 94 | 39.7139 | -83.1778 | ARP, CAIRNOX, CAIROS, CAIRSO2, TRNOX, TRNOXOS, TRSO2G1 | Combustion turbine | Pipeline Natural Gas |  | Dry Low NOx Burners | Electric Utility |  | 0.0291 | 0.22 | 19101.683 | 0.0271 | 0.248 | 20750.873 | 0.0359 | 1.11 | 77276.34 | 0.0348 | 0.88 | 60563.194 | 0.0394 | 2.28 | 151703.38 | 0.0407 | 0.687 | 47069.701 | 0.0536 | 0.441 | 25228.586 | 0.0392 | 1.118 | 78784.067 | 0.0431 | 1.4 | 87909.4 | 0.3078 | 17.6 | 161904.2 | 2.1 | Dry Low NOx Burners | Low Ozone Season Rate | 0.0271 | 0.0271 | 0.9 |  |  | 0.9
OH | Darby Electric Generating Station | 55247 | CT3 | Pickaway | 2001-05-22 | 1115 | 94 | 39.7139 | -83.1778 | ARP, CAIRNOX, CAIROS, CAIRSO2, TRNOX, TRNOXOS, TRSO2G1 | Combustion turbine | Pipeline Natural Gas |  | Dry Low NOx Burners | Electric Utility |  | 0.0399 | 0.29 | 20407.784 | 0.0268 | 0.212 | 17999.446 | 0.032 | 0.909 | 70213.315 | 0.0334 | 0.78 | 53605.336 | 0.0295 | 1.872 | 159279.959 | 0.041 | 0.44 | 31747.24 | 0.0503 | 0.456 | 30410.231 | 0.0401 | 1.323 | 95362.782 | 0.0376 | 1.4 | 98300.2 | 0.2976 | 15.4 | 149447.3 | 2.4 | Dry Low NOx Burners | Low Ozone Season Rate | 0.0268 | 0.0268 | 1 |  |  | 1
OH | Darby Electric Generating Station | 55247 | CT4 | Pickaway | 2001-05-22 | 1115 | 94 | 39.7139 | -83.1778 | ARP, CAIRNOX, CAIROS, CAIRSO2, TRNOX, TRNOXOS, TRSO2G1 | Combustion turbine | Pipeline Natural Gas |  | Dry Low NOx Burners | Electric Utility |  | 0.0381 | 0.222 | 14733.984 | 0.0491 | 0.252 | 14429.281 | 0.0316 | 0.772 | 60162.816 | 0.0361 | 0.69 | 49697.164 | 0.0313 | 1.91 | 160640.34 | 0.0326 | 0.563 | 45763.799 | 0.0499 | 0.449 | 25615.659 | 0.0396 | 1.24 | 86442.327 | 0.0412 | 1.3 | 83899.2 | 0.2822 | 14.5 | 144414.3 | 2 | Dry Low NOx Burners | Low Ozone Season Rate | 0.0313 | 0.0313 | 1 |  |  | 1
OH | Darby Electric Generating Station | 55247 | CT5 | Pickaway | 2002-05-24 | 1115 | 94 | 39.7139 | -83.1778 | ARP, CAIRNOX, CAIROS, CAIRSO2, TRNOX, TRNOXOS, TRSO2G1 | Combustion turbine | Pipeline Natural Gas |  | Dry Low NOx Burners | Electric Utility |  | 0.0498 | 0.322 | 18621.931 | 0.038 | 0.172 | 11494.661 | 0.0406 | 0.725 | 41939.333 | 0.0365 | 0.643 | 42158.38 | 0.0451 | 2.706 | 148941.821 | 0.0457 | 0.553 | 30689.407 | 0.0548 | 0.401 | 20965.701 | 0.0492 | 0.329 | 18194.431 | 0.049 | 0.4 | 24750 | 0.2143 | 6.2 | 107253.5 | 0.6 | Dry Low NOx Burners | Low Ozone Season Rate | 0.0365 | 0.0365 | 0.3 |  |  | 0.3
OH | Darby Electric Generating Station | 55247 | CT6 | Pickaway | 2002-05-22 | 1115 | 94 | 39.7139 | -83.1778 | ARP, CAIRNOX, CAIROS, CAIRSO2, TRNOX, TRNOXOS, TRSO2G1 | Combustion turbine | Pipeline Natural Gas |  | Dry Low NOx Burners | Electric Utility |  | 0.0438 | 0.359 | 21765.147 | 0.0414 | 0.126 | 8325.442 | 0.0414 | 0.894 | 54136.368 | 0.0361 | 0.651 | 43453.393 | 0.0356 | 2.188 | 149661.9 | 0.0381 | 0.538 | 34134.27 | 0.048 | 0.512 | 28269.881 | 0.0446 | 1.442 | 85416.324 | 0.0442 | 1 | 62152.6 | 0.2753 | 13.5 | 150024.5 | 1.5 | Dry Low NOx Burners | Low Ozone Season Rate | 0.0356 | 0.0356 | 0.8 |  |  | 0.8
OH | Dicks Creek Station | 2831 | 1 | Butler | 1965-09-30 | 1980 | 100 | 39.465 | -84.3775 | CAIRNOX, CAIROS, CAIRSO2, TRNOX, TRNOXOS, TRSO2G1 | Combustion turbine | Pipeline Natural Gas |  |  | Electric Utility |  |  |  |  | 0.1705 | 1.163 | 11291 | 0.1411 | 0.531 | 6353.15 | 0.238 | 1.992 | 16739.9 | [6 empty] | 0.1772 | 2.125 | 19207.203 | 0.1083 | 0.122 | 1919.18 | 0.103 | 0.1 | 1651.6 | 0.1126 | 0.1 | 1641.7 | 0 | None Reported | Water Injection | 0.103 | 0.0618 | 0.1 |  |  | 0.1
OH | Dresden Energy Facility | 55350 | 1A | Muskingum | 2011-10-27 | 2250 | 198.9 | 40.0935 | -82.0267 | ARP, CAIRNOX, CAIROS, CAIRSO2, TRNOX, TRNOXOS, TRSO2G1 | Combined cycle | Pipeline Natural Gas |  | Dry Low NOx Burners<br>Selective Catalytic Reduction | Electric Utility | [28 empty] | 0.0136 | 23 | 4484097.8 | 0 | Dry Low NOx Burners<br>Selective Catalytic Reduction | Existing SCR | 0.0136 | 0.0136 | 0 |  |  | 0
OH | Dresden Energy Facility | 55350 | 1B | Muskingum | 2011-11-08 | 2250 | 198.9 | 40.0935 | -82.0267 | ARP, CAIRNOX, CAIROS, CAIRSO2, TRNOX, TRNOXOS, TRSO2G1 | Combined cycle | Pipeline Natural Gas |  | Dry Low NOx Burners<br>Selective Catalytic Reduction | Electric Utility | [28 empty] | 0.014 | 22.4 | 4438835.9 | 0 | Dry Low NOx Burners<br>Selective Catalytic Reduction | Existing SCR | 0.014 | 0.014 | 0 |  |  | 0
OH | Duke Energy Hanging Rock, II LLC | 55736 | CTG1 | Lawrence | 2003-04-03 | 2750 | 163.5 | 38.5731 | -82.7833 | ARP, CAIRNOX, CAIROS, CAIRSO2, TRNOX, TRNOXOS, TRSO2G1 | Combined cycle | Pipeline Natural Gas |  | Dry Low NOx Burners<br>Selective Catalytic Reduction | Electric Utility |  | 0.0474 | 9.723 | 900462.551 | 0.0476 | 7.075 | 704338.517 | 0.0344 | 11.93 | 1441876.025 | 0.04 | 13.299 | 1370764.896 | 0.0339 | 18.81 | 2206244.389 | 0.0279 | 11.158 | 1547129.33 | 0.0088 | 8.021 | 2536605.845 | 0.019 | 17.784 | 3408094.443 | 0.0166 | 20.5 | 4312700.9 | 0.0097 | 32.3 | 6774368.4 | 42.7 | Dry Low NOx Burners<br>Selective Catalytic Reduction | Existing SCR | 0.0088 | 0.0088 | 10.9 |  |  | 10.9
OH | Duke Energy Hanging Rock, II LLC | 55736 | CTG2 | Lawrence | 2003-04-06 | 2750 | 163.5 | 38.5731 | -82.7833 | ARP, CAIRNOX, CAIROS, CAIRSO2, TRNOX, TRNOXOS, TRSO2G1 | Combined cycle | Pipeline Natural Gas |  | Dry Low NOx Burners<br>Selective Catalytic Reduction | Electric Utility |  | 0.0415 | 8.19 | 840422.948 | 0.0416 | 5.839 | 632021.614 | 0.025 | 7.33 | 1121281.229 | 0.0358 | 12.837 | 1333112.184 | 0.0275 | 16.423 | 2162977.395 | 0.0293 | 13.455 | 1624567.159 | 0.0118 | 9.499 | 2437419.758 | 0.0166 | 16.267 | 3417231.393 | 0.0124 | 18.9 | 4168424.1 | 0.0089 | 30.4 | 6802351.1 | 41.3 | Dry Low NOx Burners<br>Selective Catalytic Reduction | Existing SCR | 0.0089 | 0.0089 | 13.6 |  |  | 13.6
OH | Duke Energy Hanging Rock, II LLC | 55736 | CTG3 | Lawrence | 2003-06-04 | 2750 | 163.5 | 38.5731 | -82.7833 | ARP, CAIRNOX, CAIROS, CAIRSO2, TRNOX, TRNOXOS, TRSO2G1 | Combined cycle | Pipeline Natural Gas |  | Dry Low NOx Burners<br>Selective Catalytic Reduction | Electric Utility |  | 0.0466 | 9.693 | 718341.115 | 0.0615 | 7.091 | 518498.828 | 0.0384 | 11.714 | 1278206.813 | 0.044 | 15.534 | 1453351.86 | 0.0362 | 16.63 | 1980905.303 | 0.0314 | 12.442 | 1517732.386 | 0.0164 | 11.35 | 2563345.966 | 0.0151 | 14.684 | 3342242.513 | 0.0162 | 19.7 | 4307796.4 | 0.0107 | 34.3 | 6656637.5 | 42.7 | Dry Low NOx Burners<br>Selective Catalytic Reduction | Existing SCR | 0.0107 | 0.0107 | 13 |  |  | 13
OH | Duke Energy Hanging Rock, II LLC | 55736 | CTG4 | Lawrence | 2003-06-15 | 2750 | 163.5 | 38.5731 | -82.7833 | ARP, CAIRNOX, CAIROS, CAIRSO2, TRNOX, TRNOXOS, TRSO2G1 | Combined cycle | Pipeline Natural Gas |  | Dry Low NOx Burners<br>Selective Catalytic Reduction | Electric Utility |  | 0.0403 | 5.792 | 646651.964 | 0.058 | 5.896 | 471366.82 | 0.0406 | 13.733 | 1406040.261 | 0.0373 | 12.581 | 1370105.462 | 0.0304 | 14.079 | 1815800.612 | 0.027 | 9.304 | 1355654.703 | 0.0145 | 11.262 | 2705616.027 | 0.0152 | 14.797 | 3191256.699 | 0.0118 | 17.6 | 4313627.3 | 0.0098 | 31.1 | 6742229.9 | 42.7 | Dry Low NOx Burners<br>Selective Catalytic Reduction | Existing SCR | 0.0098 | 0.0098 | 14.6 |  |  | 14.6
OH | Duke Energy Washington, II LLC | 55397 | CT1 | Washington | 2002-04-27 | 2625 | 198.9 | 39.5798 | -81.6571 | ARP, CAIRNOX, CAIROS, CAIRSO2, TRNOX, TRNOXOS, TRSO2G1 | Combined cycle | Pipeline Natural Gas |  | Dry Low NOx Burners<br>Selective Catalytic Reduction | Electric Utility |  | 0.031 | 6.666 | 1064380.789 | 0.0382 | 4.408 | 504392.323 | 0.025 | 7.359 | 1167732.544 | 0.0321 | 9.871 | 1123180.725 | 0.0266 | 13.295 | 1791189.458 | 0.0207 | 5.023 | 869121.988 | 0.0151 | 12.568 | 2662927.432 | 0.0141 | 12.709 | 3107313.337 | 0.0097 | 17.2 | 4586208.4 | 0.0108 | 34 | 6473720.4 | 47.6 | Dry Low NOx Burners<br>Selective Catalytic Reduction | Existing SCR | 0.0097 | 0.0097 | 17.2 |  |  | 17.2
OH | Duke Energy Washington, II LLC | 55397 | CT2 | Washington | 2002-05-03 | 2625 | 198.9 | 39.5798 | -81.6571 | ARP, CAIRNOX, CAIROS, CAIRSO2, TRNOX, TRNOXOS, TRSO2G1 | Combined cycle | Pipeline Natural Gas |  | Dry Low NOx Burners<br>Selective Catalytic Reduction | Electric Utility |  | 0.0304 | 7.152 | 1096079.169 | 0.035 | 3.864 | 484419.636 | 0.0268 | 7.307 | 1057034.917 | 0.0326 | 10.582 | 1124629.933 | 0.0304 | 14.421 | 1769686.553 | 0.0353 | 9.712 | 1000308.514 | 0.0197 | 16.862 | 2859156.752 | 0.0255 | 20.28 | 3241174.962 | 0.0121 | 22.2 | 4855027 | 0.0103 | 32.7 | 6335807.4 | 50.4 | Dry Low NOx Burners<br>Selective Catalytic Reduction | Existing SCR | 0.0103 | 0.0103 | 18.9 |  |  | 18.9
OH | Eastlake | 2837 | 1 | Lake | 1953-09-01 | 1400 | 123 | 41.6713 | -81.4432 | ARP, NBP | Tangentially-fired | Coal |  | Low NOx Burner Technology w/ Separated OFA | Electric Utility | Electric Services | 0.3992 | 555.954 | 2833207.325 | 0.2925 | 300.448 | 2158965.175 | 0.2804 | 449.974 | 3287574.175 | 0.2574 | 468.849 | 3634301.225 | 0.2441 | 349.351 | 2850117.925 | 0.22 | 376.797 | 3416691.521 | 0.2321 | 314.113 | 2549291.843 | 0.2622 | 446.023 | 3380311.363 | 0.2371 | 334.8 | 2781538.3 | 0.2988 | 370.7 | 2453558.3 | 54.1 |  | New SCR | 0.22 | 0.06 | 84.7 | Shutdown | Gas Combined Cycle Replacement | 13.2 | 321.6
OH | Eastlake | 2837 | 2 | Lake | 1953-12-01 | 1400 | 123 | 41.6713 | -81.4432 | ARP, NBP | Tangentially-fired | Coal |  | Low NOx Burner Technology w/ Separated OFA | Electric Utility | Electric Services | 0.3058 | 344.31 | 2303148.45 | 0.2137 | 238.367 | 2227482.8 | 0.2392 | 358.863 | 3041607.925 | 0.2474 | 476.118 | 3828287.35 | 0.2327 | 400.835 | 3450027.725 | 0.2197 | 366.108 | 3368052.32 | 0.2531 | 157.626 | 1232870.214 | 0.2113 | 298.417 | 2806401.188 | 0.2383 | 260.4 | 2130236.3 | 0.2822 | 326.8 | 2214305 | 41.4 |  | New SCR | 0.2113 | 0.06 | 65.6 | Shutdown | Gas Combined Cycle Replacement | 10.1 | 250.3
OH | Eastlake | 2837 | 3 | Lake | 1954-08-01 | 1400 | 123 | 41.6713 | -81.4432 | ARP, NBP | Tangentially-fired | Coal |  | Low NOx Burner Technology w/ Separated OFA<br>Selective Non-catalytic Reduction | Electric Utility | Electric Services | 0.2782 | 314.329 | 2300946.75 | 0.2096 | 227.354 | 2151025.325 | 0.2244 | 339.419 | 3024195.95 | 0.2192 | 391.02 | 3470611.1 | 0.2236 | 409.576 | 3662200.025 | 0.215 | 353.98 | 3252071.417 | 0.2123 | 155.685 | 1367721.656 | 0.2322 | 305.152 | 2592160.795 | 0.2428 | 302.8 | 2448490 | 0.2849 | 354.9 | 2369492.4 | 47.6 | SNCR | New SCR | 0.2096 | 0.1048 | 130.7 | Shutdown | Gas Combined Cycle Replacement | 11.6 | 291.2
OH | Eastlake | 2837 | 4 | Lake | 1956-03-01 | 2500 | 208 | 41.6713 | -81.4432 | ARP, NBP | Tangentially-fired | Coal |  | Low NOx Burner Technology w/ Separated OFA | Electric Utility | Electric Services | 0.2924 | 593.078 | 4159327.725 | 0.2335 | 403.945 | 3401326.175 | 0.2197 | 728.403 | 6792326.575 | 0.2036 | 744.862 | 7430912.075 | 0.2054 | 643.127 | 6457056 | 0.2053 | 657.098 | 6465020.166 | 0.282 | 323.63 | 2210130.818 | 0.2175 | 548.791 | 5079199.167 | 0.2142 | 565.4 | 5303964.8 | 0.2735 | 584.3 | 3999517.2 | 57.8 |  | New SCR | 0.2036 | 0.06 | 158.4 | Shutdown | Gas Combined Cycle Replacement | 25.2 | 540.2
OH | Eastlake | 2837 | 5 | Lake | 1971-03-01 | 6100 | 680 | 41.6713 | -81.4432 | ARP, NBP | Cell burner boiler | Coal |  |  | Electric Utility | Electric Services | 0.8352 | 6056.074 | 14000000 | 0.2822 | 1983.489 | 14000000 | 0.3206 | 2957.476 | 18400000 | 0.3245 | 3001.38 | 18400000 | 0.2813 | 2499.809 | 17600000 | 0.3056 | 2492.834 | 16100000 | 0.2761 | 2022.926 | 14200000 | 0.2676 | 2135.897 | 15500000 | 0.2621 | 2322.6 | 17300000 | 0.3777 | 2335.2 | 11900000 | 77.4 | SNCR | New SCR | 0.2621 | 0.13105 | 1161.3 | Shutdown | Gas Combined Cycle Replacement | 82.2 | 2240.4
OH | Eastlake | 2837 | 6 | Lake | 1972-09-01 | 480 | 32 | 41.6713 | -81.4432 | CAIRNOX, CAIROS, CAIRSO2, TRNOX, TRNOXOS, TRSO2G1 | Combustion turbine | Diesel Oil |  |  | Electric Utility |  | 1.2 | 27.072 | 45120 | 1.2 | 2.592 | 4320 | 1.2 | 14.688 | 24480 | 1.2 | 13.536 | 22560 | 1.2 | 10.08 | 16800 | 1.2 | 2.304 | 3840 | 1.2 | 3.456 | 5760 | 1.2 | 8.352 | 13920 | 1.2 | 6.6 | 11040 | 1.2 | 6 | 10080 | 0.6 | None Reported | Water Injection | 1.2 | 0.1364 | 0.8 |  |  | 0.8
OH | Edgewater (2857) | 2857 | A | Lorain | 1973-04-01 | 435 | 28.8 | 41.47 | -82.1853 | CAIRNOX, CAIROS, CAIRSO2 | Combustion turbine | Diesel Oil |  |  | Electric Utility |  | 1.2 | 27.144 | 45240 | 1.2 | 1.305 | 2175 | 1.2 | 21.663 | 36105 | 1.2 | 17.226 | 28710 | 1.2 | 9.657 | 16095 | 1.2 | 0.261 | 435 |  |  |  | 1.2 | 2.871 | 4785 | [6 empty] | 0 | None Reported | Water Injection | 1.2 | 0.1364 | 0 |  |  | 0
OH | Edgewater (2857) | 2857 | B | Lorain | 1973-04-01 | 435 | 28.8 | 41.47 | -82.1853 | CAIRNOX, CAIROS, CAIRSO2 | Combustion turbine | Diesel Oil |  |  | Electric Utility |  | 1.2 | 20.358 | 33930 | 1.2 | 1.566 | 2610 | 1.2 | 19.575 | 32625 | 1.2 | 14.355 | 23925 | 1.2 | 8.874 | 14790 | [6 empty] | 1.2 | 3.132 | 5220 | [6 empty] | 0 | None Reported | Water Injection | 1.2 | 0.1364 | 0 |  |  | 0
OH | Frank M Tait Station | 2847 | 1 | Montgomery | 1995-06-01 | 1500 | 103.5 | 39.7281 | -84.2103 | ARP, CAIRNOX, CAIROS, CAIRSO2, TRNOX, TRNOXOS, TRSO2G1 | Combustion turbine | Pipeline Natural Gas | Diesel Oil | Water Injection | Electric Utility |  | 0.1146 | 0.283 | 5087.875 | 0.0769 | 0.329 | 10190.575 | 0.0811 | 1.375 | 36315.38 | 0.0662 | 0.996 | 33901.699 | 0.119 | 4.77 | 80181.8 | 0.1681 | 1.752 | 28718.9 | 0.1695 | 0.914 | 13727 | 0.1206 | 3.872 | 83178.4 | 0.1086 | 4.1 | 90457.1 | 0.0959 | 4.9 | 155927.9 | 1.6 | Water Injection | Low Ozone Season Rate | 0.0662 | 0.0662 | 2.5 |  |  | 2.5
OH | Frank M Tait Station | 2847 | 2 | Montgomery | 1997-01-03 | 1500 | 106.1 | 39.7281 | -84.2103 | ARP, CAIRNOX, CAIROS, CAIRSO2, TRNOX, TRNOXOS, TRSO2G1 | Combustion turbine | Pipeline Natural Gas | Diesel Oil | Water Injection | Electric Utility |  | 0.1123 | 0.144 | 2537.6 | 0.0949 | 0.3 | 7380.75 | 0.0748 | 1.345 | 38984.063 | 0.122 | 2.552 | 41608.799 | 0.115 | 4.492 | 78126.1 | 0.1691 | 1.543 | 24629.1 | 0.115 | 0.793 | 13790.1 | 0.1257 | 3.971 | 87926.8 | 0.1019 | 4.8 | 107466.1 | 0.0946 | 4.2 | 137986.9 | 2 | Water Injection | Low Ozone Season Rate | 0.0748 | 0.0748 | 3.6 |  |  | 3.6
OH | Frank M Tait Station | 2847 | 3 | Montgomery | 1999-02-01 | 1500 | 84.2 | 39.7281 | -84.2103 | ARP, CAIRNOX, CAIROS, CAIRSO2, TRNOX, TRNOXOS, TRSO2G1 | Combustion turbine | Pipeline Natural Gas | Diesel Oil | Dry Low NOx Burners<br>Water Injection | Electric Utility |  | 0.0412 | 0.144 | 8932.175 | 0.0415 | 0.138 | 7836.2 | 0.0577 | 0.446 | 23965.925 | 0.0684 | 0.592 | 28383.379 | 0.074 | 3.184 | 86056.6 | 0.0935 | 1.515 | 32066.4 | 0.074 | 0.417 | 11271.8 | 0.0855 | 3.117 | 122891 | 0.0655 | 4.5 | 187318.9 | 0.0654 | 3.8 | 276144.7 | 3.4 | Dry Low NOx Burners<br>Water Injection | Low Ozone Season Rate | 0.0412 | 0.0412 | 2.9 |  |  | 2.9
OH | Fremont Energy Center | 55701 | CT01 | Sandusky | 2010-09-25 | 2830 | 190.4 | 41.3781 | -83.1647 | ARP, CAIRNOX, CAIROS, CAIRSO2, TRNOX, TRNOXOS, TRSO2G1 | Combined cycle | Pipeline Natural Gas |  | Dry Low NOx Burners<br>Ammonia Injection<br>Selective Catalytic Reduction<br>Steam Injection | Electric Utility | [28 empty] | 0.0113 | 29.3 | 5676678.9 | 0 | Dry Low NOx Burners<br>Ammonia Injection<br>Selective Catalytic Reduction<br>Steam Injection | Existing SCR | 0.0113 | 0.0113 | 0 |  |  | 0
OH | Fremont Energy Center | 55701 | CT02 | Sandusky | 2010-10-04 | 2990 | 190.4 | 41.3781 | -83.1647 | ARP, CAIRNOX, CAIROS, CAIRSO2, TRNOX, TRNOXOS, TRSO2G1 | Combined cycle | Pipeline Natural Gas |  | Dry Low NOx Burners<br>Ammonia Injection<br>Selective Catalytic Reduction<br>Steam Injection | Electric Utility | [28 empty] | 0.0116 | 30.4 | 5855935.3 | 0 | Dry Low NOx Burners<br>Ammonia Injection<br>Selective Catalytic Reduction<br>Steam Injection | Existing SCR | 0.0116 | 0.0116 | 0 |  |  | 0
OH | Gen J M Gavin | 8102 | 1 | Gallia | 1974-10-20 | 11936 | 1300 | 38.9347 | -82.1158 | ARP, NBP | Cell burner boiler | Coal |  | Low NOx Cell Burner<br>Selective Catalytic Reduction | Electric Utility | Electric Services | 0.5327 | 9626.917 | 35400000 | 0.0685 | 1028.017 | 31200000 | 0.0687 | 1132.391 | 35100000 | 0.0711 | 1292.358 | 38900000 | 0.0686 | 1331.341 | 39700000 | 0.079 | 1477.702 | 38100000 | 0.0704 | 1129.231 | 32900000 | 0.0778 | 1243.335 | 33500000 | 0.0785 | 1588.3 | 41600000 | 0.0853 | 1574.8 | 37300000 | 95 | SCR | Existing SCR | 0.0685 | 0.0685 | 1386 |  |  | 1386
OH | Gen J M Gavin | 8102 | 2 | Gallia | 1975-07-06 | 11936 | 1300 | 38.9347 | -82.1158 | ARP, NBP | Cell burner boiler | Coal |  | Low NOx Cell Burner<br>Selective Catalytic Reduction | Electric Utility | Electric Services | 0.079 | 1588.426 | 41700000 | 0.0638 | 1053.554 | 33300000 | 0.0553 | 1127.045 | 41700000 | 0.064 | 1023.798 | 33300000 | 0.072 | 1527.52 | 44300000 | 0.0717 | 1440.979 | 40300000 | 0.068 | 1565.697 | 45800000 | 0.0793 | 1461.341 | 37600000 | 0.0824 | 1283.4 | 33100000 | 0.087 | 1150.8 | 27700000 | 75.6 | SCR | Existing SCR | 0.0553 | 0.0553 | 861.3 |  |  | 861.3
OH | Greenville Electric Gen Station | 55228 | G1CT1 | Darke | 2000-06-08 | 325 | 59 | 40.0747 | -84.6147 | ARP, CAIRNOX, CAIROS, CAIRSO2, TRNOX, TRNOXOS, TRSO2G1 | Combustion turbine | Pipeline Natural Gas |  | Water Injection | Electric Utility |  | 0.0911 | 2.48 | 57966.488 | 0.0889 | 1.515 | 35669.3 | 0.0886 | 2.723 | 65175.131 | 0.087 | 1.94 | 45954.085 | 0.0937 | 2.414 | 54713.65 | 0.0966 | 1.289 | 28384.406 | 0.1069 | 0.875 | 17699.218 | 0.095 | 2.775 | 60885.329 | 0.0887 | 2.5 | 58509.4 | 0.0818 | 3.6 | 92945.5 | 4.9 | Water Injection | Low Ozone Season Rate | 0.0818 | 0.0818 | 2.3 |  |  | 2.3
OH | Greenville Electric Gen Station | 55228 | G1CT2 | Darke | 2000-06-08 | 325 | 59 | 40.0747 | -84.6147 | ARP, CAIRNOX, CAIROS, CAIRSO2, TRNOX, TRNOXOS, TRSO2G1 | Combustion turbine | Pipeline Natural Gas |  | Water Injection | Electric Utility |  | 0.0905 | 2.501 | 58000.878 | 0.087 | 1.505 | 36045.964 | 0.0913 | 2.869 | 66250.618 | 0.0942 | 2.096 | 45981.394 | 0.0995 | 2.55 | 53939.883 | 0.0969 | 1.022 | 22667.732 | 0.0966 | 0.804 | 18091.053 | 0.0901 | 2.588 | 61866.002 | 0.0881 | 2.5 | 60465.1 | 0.0813 | 3.6 | 93597.2 | 5.1 | Water Injection | Low Ozone Season Rate | 0.0813 | 0.0813 | 2.3 |  |  | 2.3
OH | Greenville Electric Gen Station | 55228 | G2CT1 | Darke | 2000-06-09 | 325 | 59 | 40.0747 | -84.6147 | ARP, CAIRNOX, CAIROS, CAIRSO2, TRNOX, TRNOXOS, TRSO2G1 | Combustion turbine | Pipeline Natural Gas |  | Water Injection | Electric Utility |  | 0.0902 | 2.169 | 51118.307 | 0.0879 | 1.321 | 31465.837 | 0.0887 | 2.648 | 62988.966 | 0.0946 | 1.876 | 41256.006 | 0.0952 | 2.39 | 53268.371 | 0.0915 | 1.313 | 30224.409 | 0.0957 | 0.749 | 16924.383 | 0.0895 | 2.738 | 64954.781 | 0.0882 | 2.4 | 58066.2 | 0.0831 | 3.3 | 85800.2 | 4.9 | Water Injection | Low Ozone Season Rate | 0.0831 | 0.0831 | 2.3 |  |  | 2.3
OH | Greenville Electric Gen Station | 55228 | G2CT2 | Darke | 2000-06-09 | 325 | 59 | 40.0747 | -84.6147 | ARP, CAIRNOX, CAIROS, CAIRSO2, TRNOX, TRNOXOS, TRSO2G1 | Combustion turbine | Pipeline Natural Gas |  | Water Injection | Electric Utility |  | 0.0923 | 2.144 | 49384.69 | 0.09 | 1.383 | 32166.027 | 0.0906 | 2.743 | 64609.772 | 0.0979 | 2.027 | 43841.044 | 0.0987 | 2.667 | 58364.048 | 0.0948 | 1.427 | 32151.702 | 0.0958 | 0.741 | 16888.912 | 0.0906 | 2.617 | 62127.242 | 0.0905 | 2.4 | 55794.9 | 0.084 | 3.4 | 86395.7 | 4.7 | Water Injection | Low Ozone Season Rate | 0.084 | 0.084 | 2.2 |  |  | 2.2
OH | Greenville Electric Gen Station | 55228 | G3CT1 | Darke | 2000-06-11 | 325 | 59 | 40.0747 | -84.6147 | ARP, CAIRNOX, CAIROS, CAIRSO2, TRNOX, TRNOXOS, TRSO2G1 | Combustion turbine | Pipeline Natural Gas |  | Water Injection | Electric Utility |  | 0.0921 | 2.024 | 47398.503 | 0.0883 | 1.389 | 33414.54 | 0.0898 | 2.591 | 64370.071 | 0.0954 | 2.15 | 47753.798 | 0.0964 | 2.621 | 59060.528 | 0.0938 | 1.461 | 33332.398 | 0.0992 | 0.796 | 17521.229 | 0.0887 | 2.746 | 65455.42 | 0.0895 | 2.4 | 57624.8 | 0.0813 | 3.5 | 91653.7 | 4.8 | Water Injection | Low Ozone Season Rate | 0.0813 | 0.0813 | 2.2 |  |  | 2.2
OH | Greenville Electric Gen Station | 55228 | G3CT2 | Darke | 2000-06-11 | 325 | 59 | 40.0747 | -84.6147 | ARP, CAIRNOX, CAIROS, CAIRSO2, TRNOX, TRNOXOS, TRSO2G1 | Combustion turbine | Pipeline Natural Gas |  | Water Injection | Electric Utility |  | 0.0916 | 2.091 | 48803.032 | 0.0913 | 1.38 | 32091.727 | 0.0858 | 2.467 | 59339.998 | 0.0892 | 2.038 | 46657.021 | 0.0878 | 2.488 | 58511.636 | 0.0912 | 1.352 | 31552.232 | 0.0969 | 0.757 | 17164.659 | 0.0878 | 2.661 | 64627.324 | 0.0891 | 2.3 | 57211.7 | 0.0803 | 3.4 | 88704.1 | 4.8 | Water Injection | Low Ozone Season Rate | 0.0803 | 0.0803 | 2.1 |  |  | 2.1
OH | Greenville Electric Gen Station | 55228 | G4CT1 | Darke | 2000-06-19 | 325 | 59 | 40.0747 | -84.6147 | ARP, CAIRNOX, CAIROS, CAIRSO2, TRNOX, TRNOXOS, TRSO2G1 | Combustion turbine | Pipeline Natural Gas |  | Water Injection | Electric Utility |  | 0.0928 | 1.926 | 45677.071 | 0.0816 | 1.22 | 30029.005 | 0.0897 | 2.651 | 61052.527 | 0.0865 | 1.768 | 42660.924 | 0.0897 | 2.407 | 55629.298 | 0.0903 | 1.246 | 29050.94 | 0.0973 | 0.761 | 16897.704 | 0.0895 | 2.705 | 63926.218 | 0.0903 | 1.9 | 44853.2 | 0.0806 | 3.2 | 82305.6 | 3.8 | Water Injection | Low Ozone Season Rate | 0.0806 | 0.0806 | 1.7 |  |  | 1.7
OH | Greenville Electric Gen Station | 55228 | G4CT2 | Darke | 2000-06-19 | 325 | 59 | 40.0747 | -84.6147 | ARP, CAIRNOX, CAIROS, CAIRSO2, TRNOX, TRNOXOS, TRSO2G1 | Combustion turbine | Pipeline Natural Gas |  | Water Injection | Electric Utility |  | 0.0901 | 1.954 | 46904.431 | 0.0856 | 1.278 | 31029.543 | 0.0933 | 2.948 | 65539.777 | 0.0938 | 2.047 | 45613.542 | 0.0898 | 2.563 | 58565.602 |  |  |  | 0.0954 | 0.889 | 20438.074 | 0.0868 | 2.718 | 66209.072 | 0.0909 | 2.4 | 59150.4 | 0.0804 | 3.4 | 88672.3 | 5 | Water Injection | Low Ozone Season Rate | 0.0804 | 0.0804 | 2.2 |  |  | 2.2
OH | Hamilton Municipal Power Plant | 2917 | 8 | Butler | 1964-06-01 | 305 | 25 | 39.4083 | -84.5625 | NBP | Dry bottom wall-fired boiler | Coal | Pipeline Natural Gas |  | Electric Utility | Electric Services | 0.9305 | 566.231 | 1213509.688 | 0.3365 | 140.284 | 834034.877 | 0.3675 | 188.863 | 1029030.64 | 0.3302 | 181.127 | 1099682.2 | 0.3399 | 138.74 | 812479.705 | 0.2949 | 124.27 | 829794 | 0.1948 | 1863.575 | 20000000 | [9 empty] | 0 |  | New SNCR | 0.1948 | 0.11688 | 0 |  |  | 0
OH | Hamilton Municipal Power Plant | 2917 | 9 | Butler | 1974-06-01 | 729 | 50.6 | 39.4083 | -84.5625 | ARP, NBP | Tangentially-fired | Coal | Pipeline Natural Gas | Low NOx Burner Technology w/ Closed-coupled OFA | Electric Utility | Electric Services | 0.3227 | 253.338 | 1562231.303 | 0.3124 | 179.686 | 1135662.402 | 0.2924 | 212.558 | 1453430.807 | 0.3323 | 210.509 | 1258689.107 | 0.3343 | 301.376 | 1797496.798 | 0.2765 | 236.389 | 1698850.714 | 0.2831 | 197.796 | 1371009.623 | 0.2746 | 195.685 | 1419319.265 | 0.2615 | 97.4 | 727098.5 | 0.314 | 153.3 | 966320.7 | 27.2 |  | New SNCR | 0.2615 | 0.1569 | 58.4 |  |  | 58.4
OH | J M Stuart | 2850 | 1 | Adams | 1971-06-01 | 6627.2 | 610.2 | 38.6361 | -83.6939 | ARP, NBP | Cell burner boiler | Coal |  | Low NOx Cell Burner<br>Other<br>Selective Catalytic Reduction (Began Dec 01, 2003) | Electric Utility | Electric Services | 0.691 | 5342.535 | 15000000 | 0.1255 | 616.719 | 11200000 | 0.1099 | 719.69 | 14700000 | 0.1294 | 774.55 | 13900000 | 0.107 | 826.121 | 16500000 | 0.1366 | 1083.388 | 18300000 | 0.0939 | 645.718 | 15000000 | 0.1028 | 820.591 | 16900000 | 0.11 | 829.7 | 15900000 | 0.1563 | 1206 | 15700000 | 65.2 | SCR | Existing SCR | 0.0939 | 0.0939 | 708.2 |  |  | 708.2
OH | J M Stuart | 2850 | 2 | Adams | 1970-06-01 | 6627.1 | 610.2 | 38.6361 | -83.6939 | ARP, NBP | Cell burner boiler | Coal |  | Low NOx Cell Burner<br>Other<br>Selective Catalytic Reduction (Began Dec 01, 2003) | Electric Utility | Electric Services | 0.7027 | 6193.115 | 17400000 | 0.1474 | 812.349 | 12000000 | 0.1173 | 808.685 | 16000000 | 0.1437 | 898.369 | 13900000 | 0.134 | 777.547 | 13300000 | 0.1432 | 1091.744 | 17400000 | 0.1076 | 677.542 | 14200000 | 0.1252 | 944.703 | 16400000 | 0.1225 | 669.5 | 11900000 | 0.1395 | 922.3 | 13900000 | 48.7 | SCR | Existing SCR | 0.1076 | 0.1076 | 588.1 |  |  | 588.1
OH | J M Stuart | 2850 | 3 | Adams | 1972-06-01 | 6457.3 | 610.2 | 38.6361 | -83.6939 | ARP, NBP | Cell burner boiler | Coal |  | Low NOx Cell Burner<br>Other<br>Selective Catalytic Reduction (Began Dec 01, 2003) | Electric Utility | Electric Services | 0.6122 | 4712.621 | 15100000 | 0.1422 | 689.695 | 11300000 | 0.1286 | 541.752 | 10600000 | 0.0961 | 742.714 | 16600000 | 0.1128 | 828.589 | 16800000 | 0.1702 | 1292.024 | 16800000 | 0.1009 | 748.212 | 15800000 | 0.1166 | 879.967 | 16300000 | 0.1154 | 906 | 16500000 | 0.1534 | 750.1 | 11000000 | 69.5 | SCR | Existing SCR | 0.0961 | 0.0961 | 754.4 |  |  | 754.4
OH | J M Stuart | 2850 | 4 | Adams | 1974-06-01 | 6481.5 | 610.2 | 38.6361 | -83.6939 | ARP, NBP | Cell burner boiler | Coal |  | Low NOx Cell Burner<br>Other<br>Selective Catalytic Reduction (Began Dec 01, 2003) | Electric Utility | Electric Services | 0.5294 | 3945.283 | 14600000 | 0.1297 | 793.033 | 13100000 | 0.1227 | 1066.761 | 17900000 | 0.1967 | 1349.859 | 14100000 | 0.1106 | 638.9 | 13200000 | 0.1803 | 1337.837 | 17000000 | 0.1485 | 1048.754 | 15300000 | 0.1185 | 873.449 | 15400000 | 0.1218 | 978.5 | 16900000 | 0.127 | 1078.8 | 17400000 | 71.1 | SCR | Existing SCR | 0.1106 | 0.1106 | 888.5 |  |  | 888.5
OH | Killen Station | 6031 | 2 | Adams | 1982-06-30 | 6986 | 660.6 | 38.6903 | -83.4803 | ARP, NBP | Dry bottom wall-fired boiler | Coal |  | Low NOx Burner Technology (Dry Bottom only)<br>Other<br>Selective Catalytic Reduction (Began Nov 01, 2003) | Electric Utility | Electric Services | 0.4862 | 4853.227 | 19900000 | 0.1043 | 744.676 | 14600000 | 0.0885 | 638.75 | 14900000 | 0.1359 | 1150.791 | 18900000 | 0.2025 | 1670.116 | 16600000 | 0.208 | 1607.9 | 16700000 | 0.102 | 901.02 | 17800000 | 0.1965 | 1812.292 | 19000000 | 0.1724 | 1528.8 | 18300000 | 0.3514 | 2426.4 | 13800000 | 71.5 | SCR | Existing SCR | 0.0885 | 0.0885 | 784.8 |  |  | 784.8
OH | Kyger Creek | 2876 | 1 | Gallia | 1955-02-15 | 2629.6 | 217.3 | 38.9161 | -82.1281 | ARP, NBP | Wet bottom wall-fired boiler | Coal |  | Overfire Air<br>Selective Catalytic Reduction (Began May 20, 2003) | Electric Utility | Electric Services | 0.4707 | 1221.066 | 5292115.318 | 0.0994 | 243.967 | 5119788.139 | 0.0788 | 239.392 | 6101756.909 | 0.0864 | 253.836 | 5959269.854 | 0.093 | 271.515 | 5980195.966 | 0.1049 | 302.082 | 5839530.791 | 0.0935 | 218.183 | 4718220.819 | 0.1485 | 389.254 | 5399924.076 | 0.1637 | 447.5 | 5802258.8 | 0.1849 | 392.1 | 4500583.6 | 60.1 | SCR | Existing SCR | 0.0788 | 0.0788 | 215.4 |  |  | 215.4
OH | Kyger Creek | 2876 | 2 | Gallia | 1955-06-24 | 2629.6 | 217.3 | 38.9161 | -82.1281 | ARP, NBP | Wet bottom wall-fired boiler | Coal |  | Overfire Air<br>Selective Catalytic Reduction (Began May 20, 2003) | Electric Utility | Electric Services | 0.4682 | 1300.543 | 5632170.43 | 0.0998 | 258.151 | 5383540.065 | 0.0792 | 245.758 | 6221749.013 | 0.0862 | 256.318 | 6060025.882 | 0.0939 | 239.858 | 5227091.635 | 0.1058 | 290.825 | 5495224.565 | 0.0914 | 241.652 | 5362420.201 | 0.1566 | 459.02 | 5996762.766 | 0.1656 | 446.6 | 5781460.1 | 0.1813 | 386.1 | 4506209.7 | 59.9 | SCR | Existing SCR | 0.0792 | 0.0792 | 213.6 |  |  | 213.6
OH | Kyger Creek | 2876 | 3 | Gallia | 1955-09-01 | 2629.6 | 217.3 | 38.9161 | -82.1281 | ARP, NBP | Wet bottom wall-fired boiler | Coal |  | Overfire Air<br>Selective Catalytic Reduction (Began May 20, 2003) | Electric Utility | Electric Services | 0.4791 | 1268.684 | 5328870.321 | 0.0994 | 243.823 | 5116399.142 | 0.0787 | 240.352 | 6122790.66 | 0.087 | 235.172 | 5508011.848 | 0.0926 | 274.627 | 6057165.118 | 0.1068 | 286.122 | 5478214.87 | 0.0932 | 218.635 | 4784041.242 | 0.165 | 310.57 | 3796814.854 | 0.1679 | 444.7 | 5623602.4 | 0.1776 | 393.4 | 4607175 | 58.2 | SCR | Existing SCR | 0.0787 | 0.0787 | 208.5 |  |  | 208.5
OH | Kyger Creek | 2876 | 4 | Gallia | 1955-11-15 | 2629.6 | 217.3 | 38.9161 | -82.1281 | ARP, NBP | Wet bottom wall-fired boiler | Coal |  | Overfire Air<br>Selective Catalytic Reduction (Began May 20, 2003) | Electric Utility | Electric Services | 0.4728 | 1296.778 | 5536057.94 | 0.0997 | 248.908 | 5207841.839 | 0.0786 | 252.556 | 6429151.323 | 0.0863 | 260.567 | 6141003.453 | 0.095 | 222.555 | 4870042.394 | 0.1046 | 324.379 | 6274087.35 | 0.0915 | 251.064 | 5575865.174 | 0.1517 | 436.679 | 5918790.503 | 0.1593 | 388.8 | 5116693.3 | 0.1727 | 289.3 | 3480986.2 | 53 | SCR | Existing SCR | 0.0786 | 0.0786 | 191.8 |  |  | 191.8
OH | Kyger Creek | 2876 | 5 | Gallia | 1955-12-22 | 2629.6 | 217.3 | 38.9161 | -82.1281 | ARP, NBP | Wet bottom wall-fired boiler | Coal |  | Overfire Air<br>Selective Catalytic Reduction (Began Jun 17, 2003) | Electric Utility | Electric Services | 0.404 | 807.537 | 4152717.351 | 0.0994 | 245.261 | 5137593.742 | 0.0785 | 244.401 | 6243191.382 | 0.0873 | 204.438 | 4758574.064 | 0.0927 | 274.971 | 6079643.185 | 0.1039 | 305.469 | 5955490.005 | 0.0919 | 278.357 | 6134860.388 | 0.157 | 427.944 | 5664914.153 | 0.1621 | 395.7 | 5166229.3 | 0.1738 | 424.8 | 5082500.5 | 53.5 | SCR | Existing SCR | 0.0785 | 0.0785 | 191.6 |  |  | 191.6
OH | Lake Shore | 2838 | 18 | Cuyahoga | 1962-06-01 | 2239 | 256 | 41.5356 | -81.6419 | ARP, NBP | Tangentially-fired | Coal |  |  | Electric Utility | Electric Services | 0.3028 | 439.522 | 2886974.725 | 0.2768 | 375.714 | 2670495.35 | 0.2917 | 719.286 | 4859284.875 | 0.2849 | 555.46 | 3875257.25 | 0.2787 | 839.324 | 5909120.275 | 0.2811 | 733.484 | 5192629.774 | 0.3138 | 84.857 | 525214.086 | 0.2767 | 421.583 | 3087233.456 | 0.3042 | 332.1 | 2204763.8 | 0.2939 | 228.8 | 1517338.3 | 26.8 |  | New SCR | 0.2767 | 0.06 | 65.5 | Shutdown | Gas Combined Cycle Replacement | 10.5 | 321.6
OH | Mad River | 2860 | A | Clark | 1972-01-01 | 483 | 27 | 39.9239 | -83.8508 | CAIRNOX, CAIROS, CAIRSO2, TRNOX, TRNOXOS, TRSO2G1 | Combustion turbine | Diesel Oil |  |  | Electric Utility |  | 1.2 | 6.376 | 10626 | 1.2 | 11.882 | 19803 | 1.2 | 40.282 | 67137 | 1.2 | 20.286 | 33810 | 1.2 | 6.955 | 11592 | 1.2 | 2.318 | 3864 |  |  |  | 1.2 | 3.478 | 5796 | [6 empty] | 0 | None Reported | Water Injection | 1.2 | 0.1364 | 0 |  |  | 0
OH | Mad River | 2860 | B | Clark | 1972-01-01 | 483 | 27 | 39.9239 | -83.8508 | CAIRNOX, CAIROS, CAIRSO2, TRNOX, TRNOXOS, TRSO2G1 | Combustion turbine | Diesel Oil |  |  | Electric Utility |  | 1.2 | 6.376 | 10626 | 1.2 | 8.114 | 13524 | 1.2 | 40.572 | 67620 | 1.2 | 17.968 | 29946 | 1.2 | 6.955 | 11592 | 1.2 | 1.739 | 2898 |  |  |  | 1.2 | 6.086 | 10143 | [6 empty] | 0 | None Reported | Water Injection | 1.2 | 0.1364 | 0 |  |  | 0
OH | Madison Generating Station | 55110 | 1 | Butler | 2000-05-29 | 1169 | 85.4 | 39.4522 | -84.465 | ARP, CAIRNOX, CAIROS, CAIRSO2, TRNOX, TRNOXOS, TRSO2G1 | Combustion turbine | Pipeline Natural Gas |  | Dry Low NOx Burners | Electric Utility |  | 0.2232 | 4.543 | 69694.408 | 0.0598 | 0.329 | 19388.673 | 0.0461 | 8.254 | 509913.654 | 0.0442 | 2.121 | 156300.24 | 0.0352 | 2.044 | 150035.841 | 0.0546 | 0.734 | 47226.26 | 0.0388 | 0.44 | 28923.907 | 0.0398 | 2.7 | 203042.039 | 0.0567 | 4.9 | 274733.2 | 0.0408 | 4.2 | 309253 | 6.4 | Dry Low NOx Burners | Low Ozone Season Rate | 0.0352 | 0.0352 | 3.1 |  |  | 3.1
OH | Madison Generating Station | 55110 | 2 | Butler | 2000-05-29 | 1169 | 85.4 | 39.4522 | -84.465 | ARP, CAIRNOX, CAIROS, CAIRSO2, TRNOX, TRNOXOS, TRSO2G1 | Combustion turbine | Pipeline Natural Gas |  | Dry Low NOx Burners | Electric Utility |  | 0.2958 | 8.457 | 82451.466 | 0.086 | 0.513 | 30039.448 | 0.0528 | 8.624 | 446288.988 | 0.0544 | 1.858 | 121386.857 | 0.0432 | 2.737 | 173854.395 | 0.0502 | 0.707 | 42335.316 | 0.047 | 0.546 | 31387.487 | 0.0577 | 2.373 | 134380.54 | 0.0447 | 3.3 | 205028.7 | 0.0459 | 5.2 | 313349 | 4.8 | Dry Low NOx Burners | Low Ozone Season Rate | 0.0432 | 0.0432 | 3.1 |  |  | 3.1
OH | Madison Generating Station | 55110 | 3 | Butler | 2000-05-29 | 1169 | 85.4 | 39.4522 | -84.465 | ARP, CAIRNOX, CAIROS, CAIRSO2, TRNOX, TRNOXOS, TRSO2G1 | Combustion turbine | Pipeline Natural Gas |  | Dry Low NOx Burners | Electric Utility |  | 0.2194 | 4.968 | 65842.213 | 0.1386 | 0.932 | 17485.077 | 0.0488 | 8.493 | 470215.965 | 0.0398 | 1.817 | 130914.603 | 0.0394 | 2.134 | 143059.202 | 0.052 | 0.605 | 32509.604 | 0.0447 | 0.337 | 21358.706 | 0.047 | 1.661 | 111826.585 | 0.0419 | 3.3 | 216242.7 | 0.0392 | 4.1 | 288727 | 5 | Dry Low NOx Burners | Low Ozone Season Rate | 0.0392 | 0.0392 | 3.1 |  |  | 3.1
OH | Madison Generating Station | 55110 | 4 | Butler | 2000-05-29 | 1169 | 85.4 | 39.4522 | -84.465 | ARP, CAIRNOX, CAIROS, CAIRSO2, TRNOX, TRNOXOS, TRSO2G1 | Combustion turbine | Pipeline Natural Gas |  | Dry Low NOx Burners | Electric Utility |  | 0.2272 | 7.787 | 81490.286 | 0.0545 | 0.471 | 35423.298 | 0.0438 | 7.444 | 458738.929 | 0.0371 | 1.656 | 118720.983 | 0.0395 | 2.089 | 141137.503 | 0.0499 | 0.577 | 38692.893 | 0.0663 | 0.448 | 26756.956 | 0.0502 | 1.923 | 120243.125 | 0.0438 | 2.5 | 183972 | 0.0411 | 4 | 287864.9 | 4.3 | Dry Low NOx Burners | Low Ozone Season Rate | 0.0371 | 0.0371 | 2.2 |  |  | 2.2
OH | Madison Generating Station | 55110 | 5 | Butler | 2000-06-15 | 1169 | 85.4 | 39.4522 | -84.465 | ARP, CAIRNOX, CAIROS, CAIRSO2, TRNOX, TRNOXOS, TRSO2G1 | Combustion turbine | Pipeline Natural Gas |  | Dry Low NOx Burners | Electric Utility |  | 0.1904 | 0.806 | 11813.779 | 0.0404 | 0.253 | 19083.705 | 0.0368 | 6.22 | 468038.231 | 0.0372 | 1.466 | 111339.44 | 0.0394 | 2.084 | 132697.904 | 0.0457 | 0.568 | 33220.181 | 0.0694 | 0.682 | 28939.647 | 0.0506 | 1.995 | 135544.669 | 0.0415 | 3.1 | 211386.6 | 0.0399 | 4.1 | 285053.6 | 4.9 | Dry Low NOx Burners | Low Ozone Season Rate | 0.0368 | 0.0368 | 2.8 |  |  | 2.8
OH | Madison Generating Station | 55110 | 6 | Butler | 2000-06-29 | 1169 | 85.4 | 39.4522 | -84.465 | ARP, CAIRNOX, CAIROS, CAIRSO2, TRNOX, TRNOXOS, TRSO2G1 | Combustion turbine | Pipeline Natural Gas |  | Dry Low NOx Burners | Electric Utility |  | 0.1755 | 4.075 | 63118.629 | 0.049 | 0.308 | 20829.952 | 0.038 | 6.133 | 461052.438 | 0.0375 | 1.665 | 127451.723 | 0.0374 | 1.864 | 127385.488 | 0.0409 | 0.506 | 34467.392 | 0.0578 | 0.363 | 22799.808 | 0.0405 | 1.574 | 116479.75 | 0.0539 | 3 | 180845.5 | 0.0582 | 4.8 | 291284.7 | 4.2 | Dry Low NOx Burners | Low Ozone Season Rate | 0.0374 | 0.0374 | 2.1 |  |  | 2.1
OH | Madison Generating Station | 55110 | 7 | Butler | 2000-06-15 | 1169 | 85.4 | 39.4522 | -84.465 | ARP, CAIRNOX, CAIROS, CAIRSO2, TRNOX, TRNOXOS, TRSO2G1 | Combustion turbine | Pipeline Natural Gas |  | Dry Low NOx Burners | Electric Utility |  | 0.2871 | 4.921 | 46405.019 | 0.1114 | 0.375 | 20657.197 | 0.0417 | 6.444 | 463041.098 | 0.0377 | 1.82 | 125846.675 | 0.0347 | 1.623 | 118764.096 | 0.0435 | 0.412 | 27276.073 | 0.034 | 0.376 | 28513.535 | 0.0499 | 1.672 | 118519.598 | 0.0417 | 2.9 | 216793.2 | 0.0383 | 2.5 | 198092.4 | 5.1 | Dry Low NOx Burners | Low Ozone Season Rate | 0.034 | 0.034 | 2.4 |  |  | 2.4
OH | Madison Generating Station | 55110 | 8 | Butler | 2000-06-29 | 1169 | 85.4 | 39.4522 | -84.465 | ARP, CAIRNOX, CAIROS, CAIRSO2, TRNOX, TRNOXOS, TRSO2G1 | Combustion turbine | Pipeline Natural Gas |  | Dry Low NOx Burners | Electric Utility |  | 0.2414 | 6.982 | 70578.205 | 0.0498 | 0.499 | 28707.681 | 0.0355 | 5.551 | 420446.274 | 0.0381 | 1.835 | 131031.907 | 0.0466 | 2.472 | 126755.016 | 0.0468 | 0.711 | 41728.099 | 0.0506 | 1.08 | 65128.341 | 0.0461 | 2.562 | 167002.898 | 0.0424 | 2.4 | 173450.1 | 0.0488 | 4.8 | 312771.5 | 4 | Dry Low NOx Burners | Low Ozone Season Rate | 0.0355 | 0.0355 | 2 |  |  | 2
OH | Miami Fort Generating Station | 2832 | 6 | Hamilton | 1960-11-30 | 1534 | 163.2 | 39.1131 | -84.8031 | ARP, NBP | Tangentially-fired | Coal |  | Selective Non-catalytic Reduction | Electric Utility | Electric Services | 0.7293 | 1528.605 | 4178088.63 | 0.5847 | 774.809 | 2445172.15 | 0.5591 | 1235.388 | 4671712.979 | 0.2872 | 537.663 | 3804484.891 | 0.222 | 524.46 | 4804196.95 | 0.2212 | 456.448 | 4285204.57 | 0.3106 | 661.924 | 4250033.866 | 0.2507 | 542.099 | 4270602.64 | 0.2972 | 689.8 | 4699582.9 | 0.2637 | 550.9 | 4048736.5 | 83.4 |  | New SCR | 0.2212 | 0.06 | 139.3 | Shutdown | Gas Combined Cycle Replacement | 22.3 | 667.5
OH | Miami Fort Generating Station | 2832 | 7 | Hamilton | 1975-05-01 | 5025 | 557.1 | 39.1131 | -84.8031 | ARP, NBP | Cell burner boiler | Coal |  | Low NOx Cell Burner<br>Selective Catalytic Reduction (Began Apr 01, 2003) | Electric Utility | Electric Services | 0.1096 | 755.276 | 13700000 | 0.0688 | 338.096 | 9934288.35 | 0.072 | 362.079 | 10300000 | 0.0574 | 336.953 | 12600000 | 0.0536 | 357.317 | 13600000 | 0.0744 | 516.93 | 14100000 | 0.0698 | 519.566 | 16000000 | 0.1381 | 1192.709 | 17500000 | 0.1504 | 770.1 | 11500000 | 0.1325 | 1144.1 | 17800000 | 62.4 | SCR | Existing SCR | 0.0536 | 0.0536 | 274.4 |  |  | 274.4
OH | Miami Fort Generating Station | 2832 | 8 | Hamilton | 1978-02-22 | 5025 | 557.7 | 39.1131 | -84.8031 | ARP, NBP | Dry bottom wall-fired boiler | Coal |  | Selective Catalytic Reduction<br>Low NOx Burner Technology (Dry Bottom only)<br>Low NOx Cell Burner | Electric Utility | Electric Services | 0.104 | 728.419 | 14300000 | 0.067 | 363.839 | 11000000 | 0.0616 | 398.187 | 13400000 | 0.0563 | 365.257 | 13000000 | 0.054 | 418.681 | 15700000 | 0.1043 | 603.151 | 11900000 | 0.0561 | 442.203 | 15900000 | 0.1355 | 888.576 | 12900000 | 0.1191 | 860.3 | 14800000 | 0.1994 | 1512.5 | 15100000 | 80 | SCR | Existing SCR | 0.054 | 0.054 | 390.1 |  |  | 390.1
OH | Miami Fort Generating Station | 2832 | 2013-05-01 | Hamilton | 1949-12-22 | 508 | 100 | 39.1131 | -84.8031 | ARP, NBP | Dry bottom vertically-fired boiler | Coal |  |  | Electric Utility | Electric Services | 0.7729 | 285.519 | 736856.04 | 0.564 | 51.903 | 150626.847 | 0.6746 | 132.592 | 387376.562 | 0.4478 | 52.706 | 224459.985 | [18 empty] | 0 |  | New SNCR | 0.4478 | 0.26868 | 0 |  |  | 0
OH | Miami Fort Generating Station | 2832 | 2013-05-02 | Hamilton | 1949-12-22 | 508 | 100 | 39.1131 | -84.8031 | ARP, NBP | Dry bottom vertically-fired boiler | Coal |  |  | Electric Utility | Electric Services | 0.7729 | 280.863 | 724773.835 | 0.5631 | 50.9 | 147808.336 | 0.6746 | 130.49 | 381083.042 | 0.4478 | 51.696 | 219843.288 | [18 empty] | 0 |  | New SNCR | 0.4478 | 0.26868 | 0 |  |  | 0
OH | Muskingum River | 2872 | 1 | Washington | 1953-12-28 | 2050 | 219.6 | 39.5908 | -81.6797 | ARP, NBP | Wet bottom wall-fired boiler | Coal |  | Overfire Air | Electric Utility | Electric Services | 0.4796 | 651.377 | 2649811.697 | 0.3591 | 549.524 | 2977380.701 | 0.3432 | 738.297 | 4224300.316 | 0.3885 | 479.351 | 2423590.61 | 0.429 | 1032.36 | 4687122.192 | 0.4705 | 1109.342 | 4686013.381 | 0.4754 | 497.028 | 2030525.737 | 0.5239 | 777.502 | 2927410.733 | 0.5223 | 854.1 | 3245757.2 | 0.404 | 10.3 | 49100.3 | 43.1 |  | New SCR | 0.3432 | 0.06 | 98.1 | Shutdown | Gas Combined Cycle Replacement | 15.4 | 838.7
OH | Muskingum River | 2872 | 2 | Washington | 1954-06-01 | 2050 | 219.6 | 39.5908 | -81.6797 | ARP, NBP | Wet bottom wall-fired boiler | Coal |  | Overfire Air | Electric Utility | Electric Services | 0.4819 | 1047.29 | 4228091.477 | 0.3671 | 272.46 | 1454366.17 | 0.3409 | 488.05 | 2820914.206 | 0.3821 | 668.288 | 3426548.473 | 0.4267 | 1010.974 | 4649099.556 | 0.4664 | 1146.498 | 4894828.723 | 0.3992 | 385.406 | 1895591.131 | 0.5226 | 1216.747 | 4610749.741 | 0.5263 | 936.5 | 3546866.2 | 0.4661 | 36.1 | 145697.3 | 47.1 |  | New SCR | 0.3409 | 0.06 | 106.8 | Shutdown | Gas Combined Cycle Replacement | 16.8 | 919.6
OH | Muskingum River | 2872 | 3 | Washington | 1957-12-01 | 2150 | 237.5 | 39.5908 | -81.6797 | ARP, NBP | Cyclone boiler | Coal |  | Overfire Air | Electric Utility | Electric Services | 0.4677 | 1249.387 | 5248871.648 | 0.3473 | 550.794 | 3169293.93 | 0.3327 | 627.016 | 3713096.088 | 0.3555 | 710.65 | 3943450.425 | 0.4205 | 856.678 | 4019969.159 | 0.4721 | 1008.801 | 4265149.586 | 0.3871 | 603.59 | 3116371.697 | 0.5171 | 1190.213 | 4582638.054 | 0.5213 | 814.1 | 3096180.1 | 0.4115 | 443.4 | 2122280.1 | 39.2 |  | New SCR | 0.3327 | 0.06 | 93.7 | Shutdown | Gas Combined Cycle Replacement | 14.7 | 799.4
OH | Muskingum River | 2872 | 4 | Washington | 1958-05-31 | 2150 | 237.5 | 39.5908 | -81.6797 | ARP, NBP | Cyclone boiler | Coal |  | Overfire Air | Electric Utility | Electric Services | 0.4642 | 1215.947 | 5158659.876 | 0.3493 | 588.336 | 3363935.705 | 0.3377 | 576.51 | 3380892.231 | 0.3623 | 549.576 | 2978612.155 | 0.4195 | 1101.042 | 5201342.715 | 0.4675 | 1004.886 | 4291864.894 | 0.3917 | 582.634 | 2975054.282 | 0.5169 | 902.071 | 3500588.519 | 0.5214 | 1382.2 | 5287542.4 | 0.5496 | 350.8 | 1274463.6 | 67 |  | New SCR | 0.3377 | 0.06 | 159.1 | Shutdown | Gas Combined Cycle Replacement | 25.1 | 1357.1
OH | Muskingum River | 2872 | 5 | Washington | 1968-10-01 | 6000 | 615.2 | 39.5908 | -81.6797 | ARP, NBP | Cell burner boiler | Coal |  | Low NOx Cell Burner | Electric Utility | Electric Services | 0.7474 | 5840.386 | 15300000 | 0.425 | 2299.651 | 10500000 | 0.063 | 509.209 | 16700000 | 0.0707 | 476.374 | 14000000 | 0.0481 | 305.322 | 14100000 | 0.0586 | 394.028 | 14500000 | 0.0646 | 361.015 | 11900000 | 0.0601 | 358.742 | 12800000 | 0.0601 | 448.5 | 14800000 | 0.0632 | 172.9 | 5969610.1 | 67.3 | SCR | Existing SCR | 0.0481 | 0.0481 | 358.9 | Shutdown | Gas Combined Cycle Replacement | 70.3 | 378.2
OH | Muskingum River | 2872 | B001 | Washington | 1968-01-01 | 496 | 615.2 | 39.5908 | -81.6797 | NBP | Other boiler | Diesel Oil |  |  | Electric Utility | Electric Services | 1.363 | 25.304 | 37304.1 | 0.089 | 1.601 | 36014.6 | 0.089 | 2.093 | 47070.4 | 0.089 | 5.031 | 113162.3 | 0.089 | 4.652 | 104631.2 | 0.0907 | 4.17 | 92008 | 0.093 | 4.299 | 92504 | 0.093 | 3.296 | 70933 |  |  | 0 | 0.093 | 2.1 | 45686 | 0 |  | Low Ozone Season Rate | 0.089 | 0.089 | 0 |  |  | 0
OH | Niles | 2861 | 1 | Trumbull | 1954-01-01 | 1290 | 132.8 | 41.1667 | -80.75 | ARP, NBP | Cyclone boiler | Coal |  | Overfire Air (Began Dec 01, 2003) | Electric Utility | Electric Services | 0.9151 | 1427.788 | 3098492.941 | 0.6834 | 702.221 | 2069718.112 | 0.5591 | 674.28 | 2445028.237 | 0.5833 | 789.301 | 2740413.499 | 0.6785 | 1056.539 | 3116721.278 | 0.677 | 458.487 | 1341061.766 | 0.4796 | 299.176 | 1186154.617 | 0.7573 | 395.762 | 942847.437 | 0.705 | 567.4 | 1466680.9 | 0.8363 | 265.6 | 565284.5 | 31 | SNCR | Existing SNCR | 0.4796 | 0.4796 | 386 | Shutdown | Gas Combined Cycle Replacement | 7 | 560.5
OH | Niles | 2861 | 2 | Trumbull | 1954-06-22 | 1290 | 132.8 | 41.1667 | -80.75 | ARP, NBP | Cyclone boiler | Coal |  |  | Electric Utility | Electric Services | 0.9168 | 1373.118 | 2979900.464 | 0.6642 | 389.716 | 1182993.332 | 0.5606 | 384.459 | 1388198.866 | 0.5903 | 499.876 | 1752958.365 | 0.6738 | 813.046 | 2478358.707 | 0.6614 | 555.321 | 1657528.263 | 2.612 | 3.51 | 8961.885 | 0.7631 | 545.345 | 1348318.732 | 0.2559 | 8.3 | 25758.8 |  |  |  | 0.5 | SNCR | Existing SNCR | 0.2559 | 0.2559 | 8.3 | Shutdown | Gas Combined Cycle Replacement | 0.1 | 8.2
OH | Niles | 2861 | CTA | Trumbull | 1972-07-10 | 469 | 27 | 41.1667 | -80.75 | CAIRNOX, CAIROS, CAIRSO2, TRNOX, TRNOXOS, TRSO2G1 | Combustion turbine | Diesel Oil |  |  | Electric Utility |  | 1.2001 | 1.456 | 2426.1 |  |  |  | 1.1998 | 1.4 | 2332.9 | 1.2 | 5.731 | 9552.1 | 1.2 | 0.219 | 364.1 |  |  |  | 1.2 | 0.366 | 610 | 1.2 | 1.797 | 2995.2 | 1.2 | 7.4 | 12290.3 | 1.2001 | 7.3 | 12196 | 0.7 | None Reported | Water Injection | 1.1998 | 0.1364 | 0.8 |  |  | 0.8
OH | O H Hutchings | 2848 | H-1 | Montgomery | 1948-07-13 | 736 | 69 | 39.6094 | -84.2931 | ARP, NBP | Tangentially-fired | Coal |  |  | Electric Utility | Elec & Other Services Combined | 0.6216 | 116.56 | 388439.35 | 0.6092 | 3.555 | 12024.726 | 0.5779 | 119.053 | 425375.918 | 0.6206 | 32.158 | 103025.855 | 0.542 | 5.126 | 20913.206 | 0.4847 | 6.229 | 22976.025 | 0.396 | 7.755 | 31965.983 | 0.3064 | 1.561 | 8435.141 | 0.459 | 14 | 66452 | 0.3117 | 3.8 | 18421.6 | 2.5 |  | New SNCR | 0.3064 | 0.18384 | 5.6 | Shutdown | Gas Combined Cycle Replacement | 0.3 | 13.7
OH | O H Hutchings | 2848 | H-2 | Montgomery | 1949-03-11 | 701 | 69 | 39.6094 | -84.2931 | ARP, NBP | Tangentially-fired | Coal |  |  | Electric Utility | Elec & Other Services Combined | 0.6234 | 132.521 | 430868.251 | 0.5945 | 6.754 | 22040.374 | 0.5729 | 140.358 | 501609.782 | 0.6051 | 31.955 | 102904.42 | 0.5736 | 16.337 | 60056.669 | 0.4478 | 19.197 | 73598.735 | 0.4472 | 8.538 | 30852.382 | 0.3425 | 5.423 | 26985.538 | 0.4654 | 32.4 | 118632.3 | 0.4265 | 13.8 | 53913.8 | 4.6 |  | New SNCR | 0.3425 | 0.2055 | 14.3 | Shutdown | Gas Combined Cycle Replacement | 0.6 | 31.8
OH | O H Hutchings | 2848 | H-3 | Montgomery | 1950-12-30 | 720 | 69 | 39.6094 | -84.2931 | ARP, NBP | Tangentially-fired | Coal |  |  | Electric Utility | Elec & Other Services Combined | 0.6045 | 217.264 | 761621.885 | 0.5262 | 45.916 | 164173.186 | 0.6241 | 241.533 | 741103.362 | 0.3483 | 50.381 | 276979.766 | 0.3751 | 167.971 | 877416.587 | 0.3169 | 49.599 | 292677.862 | 0.2663 | 6.909 | 41347.26 | 0.3 | 71.643 | 428526.232 | 0.3582 | 42.3 | 206795.6 | 0.3038 | 39.9 | 231899 | 7.8 |  | New SNCR | 0.2663 | 0.15978 | 18.9 | Shutdown | Gas Combined Cycle Replacement | 1 | 41.3
OH | O H Hutchings | 2848 | H-4 | Montgomery | 1951-02-18 | 696 | 69 | 39.6094 | -84.2931 | ARP, NBP | Tangentially-fired | Coal |  |  | Electric Utility | Elec & Other Services Combined | 0.6188 | 278.021 | 926929.84 | 0.5478 | 95.101 | 327126.489 | 0.6611 | 256.261 | 725188.813 | 0.3639 | 121.854 | 628155.084 | 0.3609 | 142.684 | 770472.638 | 0.3066 | 72.023 | 428883.347 | 0.2657 | 14.009 | 84875.691 | 0.3225 | 2.463 | 13310.553 | [6 empty] | 0 |  | New SNCR | 0.2657 | 0.15942 | 0 | Shutdown | Gas Combined Cycle Replacement/No operation 2011 | 0 | 0
OH | O H Hutchings | 2848 | H-5 | Montgomery | 1952-11-19 | 703 | 69 | 39.6094 | -84.2931 | ARP, NBP | Tangentially-fired | Coal |  |  | Electric Utility | Elec & Other Services Combined | 0.5838 | 266.495 | 939688.865 | 0.4875 | 34.624 | 133498.419 | 0.525 | 217.052 | 787770.058 | 0.353 | 123.089 | 700475.69 | 0.3471 | 152.406 | 889232.441 | 0.3031 | 54.266 | 336772.569 | 0.2842 | 12.74 | 72203.044 | 0.332 | 72.744 | 404491.091 | 0.3414 | 38.7 | 224598.5 | 0.3299 | 44.9 | 254677.8 | 8.7 |  | New SNCR | 0.2842 | 0.17052 | 19.3 | Shutdown | Gas Combined Cycle Replacement | 1.1 | 37.6
OH | O H Hutchings | 2848 | H-6 | Montgomery | 1953-09-01 | 727 | 69 | 39.6094 | -84.2931 | ARP, NBP | Tangentially-fired | Coal |  |  | Electric Utility | Elec & Other Services Combined | 0.5752 | 283.952 | 1011868.435 | 0.5293 | 85.075 | 314756.181 | 0.5272 | 217.411 | 784249.917 | 0.3537 | 121.543 | 695263.534 | 0.3565 | 153.865 | 867132.009 | 0.3051 | 32.674 | 200868.794 | 0.2895 | 11.729 | 64865.005 | 0.3712 | 66.237 | 336137.789 | 0.3539 | 47.2 | 247492 | 0.3467 | 27.8 | 148237.2 | 9.3 |  | New SNCR | 0.2895 | 0.1737 | 23.2 | Shutdown | Gas Combined Cycle Replacement | 1.2 | 46
OH | O H Hutchings | 2848 | H-7 | Montgomery | 1968-11-15 | 558 | 32.6 | 39.6094 | -84.2931 | CAIRNOX, CAIROS, CAIRSO2, TRNOX, TRNOXOS, TRSO2G1 | Combustion turbine | Pipeline Natural Gas | Diesel Oil |  | Electric Utility | [7 empty] | 0.7 | 0.605 | 1729.8 | 0.7001 | 0.746 | 2131.6 | 0.7 | 0.439 | 1255.5 | 0.7002 | 2.055 | 5870 | 0.7003 | 0.484 | 1383.8 | 0.7 | 0.982 | 2806.7 | 0.7 | 0.6 | 1674 | 0.7 | 1.2 | 3498.7 | 0.1 | None Reported | Water Injection | 0.7 | 0.42 | 0.4 |  |  | 0.4
OH | Omega JV2 Bowling Green | 7783 | P001 | Wood | 2000-05-08 | 423 | 32 | 41.3883 | -83.6406 | ARP, CAIRNOX, CAIROS, CAIRSO2, TRNOX, TRNOXOS, TRSO2G1 | Combustion turbine | Pipeline Natural Gas |  | Water Injection | Electric Utility |  | 0.1438 | 0.496 | 7060.566 | 0.1272 | 0.873 | 12704.409 | 0.1332 | 1.498 | 21915.497 | 0.1312 | 1.327 | 19024.775 | 0.1258 | 0.595 | 8782.7 | 0.1304 | 0.56 | 8230.775 | 0.1273 | 0.064 | 972.075 | 0.1364 | 0.829 | 12138.025 | 0.1332 | 1.9 | 28298.7 | 0.1364 | 2.8 | 40595.6 | 1.8 | Water Injection | Low Ozone Season Rate | 0.1258 | 0.1258 | 1.8 |  |  | 1.8
OH | Omega JV2 Hamilton | 7782 | P001 | Butler | 2000-05-08 | 423 | 32 | 39.3528 | -84.5183 | ARP, CAIRNOX, CAIROS, CAIRSO2, TRNOX, TRNOXOS, TRSO2G1 | Combustion turbine | Pipeline Natural Gas |  | Water Injection | Electric Utility |  | 0.1231 | 0.18 | 2585.63 | 0.1525 | 0.446 | 6349.886 | 0.1333 | 2.103 | 29990.174 | 0.1316 | 1.149 | 16671.6 | 0.13 | 0.415 | 6375.75 | 0.1372 | 0.515 | 7289.625 | 0.1361 | 0.264 | 4257.025 | 0.1361 | 0.948 | 13147.825 | 0.1313 | 1.6 | 22660.6 | 0.1354 | 1.4 | 20245 | 1.5 | Water Injection | Low Ozone Season Rate | 0.1231 | 0.1231 | 1.5 |  |  | 1.5
OH | Picway | 2843 | 9 | Pickaway | 1955-11-08 | 1290 | 106.2 | 39.7933 | -83.0097 | ARP, NBP | Dry bottom wall-fired boiler | Coal | Wood | Low NOx Burner Technology (Dry Bottom only) | Electric Utility | Electric Services | 0.3993 | 443.869 | 2020545.95 | 0.3767 | 162.271 | 774748.1 | 0.3899 | 285.957 | 1383811.3 | 0.4149 | 335.641 | 1538381.65 | 0.428 | 519.215 | 2222121.5 | 0.4369 | 432.237 | 1763789.508 | 0.4338 | 291.55 | 1171539.007 | 0.4266 | 165.96 | 679480.12 | 0.4106 | 179.4 | 787630.9 | 0.3575 | 11.2 | 52588.9 | 16.6 |  | New SNCR | 0.3575 | 0.2145 | 93.7 | Shutdown | Gas Combined Cycle Replacement | 3.7 | 175.7
OH | R E Burger | 2864 | 5 | Belmont | 1950-02-01 | 647 | 103.4 | 39.9094 | -80.7608 | ARP, NBP | Wet bottom vertically-fired boiler | Coal |  |  | Electric Utility | Electric Services | 0.4312 | 31.304 | 148996.237 | 0.3866 | 18.025 | 90818.446 | 0.3701 | 44.27 | 236316.587 |  |  |  | 0.3352 | 73.02 | 433559.091 | 0.3345 | 11.329 | 67708.865 |  |  |  | 0.3013 | 0.416 | 2483.441 | [6 empty] | 0 |  | New SNCR | 0.3013 | 0.18078 | 0 | Shutdown | Gas Combined Cycle Replacement/No operation 2011 | 0 | 0
OH | R E Burger | 2864 | 6 | Belmont | 1950-02-01 | 647 | 103.4 | 39.9094 | -80.7608 | ARP, NBP | Wet bottom vertically-fired boiler | Coal |  |  | Electric Utility | Electric Services | 0.438 | 35.332 | 163461.734 | 0.3826 | 37.844 | 193699.828 | 0.3701 | 35.647 | 190433.018 |  |  |  | 0.3386 | 71.566 | 422639.709 | 0.3538 | 14.347 | 79187.364 |  |  |  | 0.3056 | 0.369 | 2239.921 | [6 empty] | 0 |  | New SNCR | 0.3056 | 0.18336 | 0 | Shutdown | Gas Combined Cycle Replacement/No operation 2011 | 0 | 0
OH | R E Burger | 2864 | 7 | Belmont | 1955-02-01 | 1636 | 156.2 | 39.9094 | -80.7608 | ARP, NBP | Dry bottom wall-fired boiler | Coal |  | Low NOx Burner Technology (Dry Bottom only) (Began Apr 01, 2003) | Electric Utility | Electric Services | 0.3964 | 822.151 | 4175708.882 | 0.3483 | 462.368 | 2636406.398 | 0.3491 | 780.416 | 4394559.523 | 0.312 | 617.801 | 3930885.619 | 0.3165 | 664.629 | 4144198.295 | 0.3026 | 540.512 | 3524442.822 | 0.2639 | 17.326 | 128377.569 | 0.2905 | 373.205 | 2506589.666 | [6 empty] | 0 |  | New SNCR | 0.2639 | 0.15834 | 0 | Shutdown | Gas Combined Cycle Replacement/No operation 2011 | 0 | 0
OH | R E Burger | 2864 | 8 | Belmont | 1955-06-01 | 1636 | 156.2 | 39.9094 | -80.7608 | ARP, NBP | Dry bottom wall-fired boiler | Coal |  | Low NOx Burner Technology (Dry Bottom only) | Electric Utility | Electric Services | 0.3127 | 575.712 | 2964019.655 | 0.3558 | 483.292 | 2683927.265 | 0.3459 | 916.384 | 5277547.867 | 0.3114 | 623.851 | 3977170.381 | 0.3159 | 692.182 | 4325923.222 | 0.3008 | 549.321 | 3590122.455 | 0.2425 | 201.876 | 1610073.6 | 0.2748 | 451.043 | 3166266.194 | [6 empty] | 0 |  | New SNCR | 0.2425 | 0.1455 | 0 | Shutdown | Gas Combined Cycle Replacement/No operation 2011 | 0 | 0
OH | Richard Gorsuch | 7253 | 1 | Washington | 1951-07-01 | 850 |  | 39.3672 | -81.5208 | ARP, NBP | Dry bottom wall-fired boiler | Coal |  | Low NOx Burner Technology (Dry Bottom only) | Electric Utility | Electric Services | 0.3799 | 299.919 | 1604496.972 | 0.3009 | 156.978 | 1044585.967 | 0.2966 | 237.493 | 1602172.506 | 0.3478 | 266.99 | 1545156.364 | 0.3367 | 330.883 | 1961328.117 | 0.369 | 361.39 | 1964543.729 | 0.321 | 209.263 | 1291500.2 | 0.3483 | 200.997 | 1148036.075 | [6 empty] | 0 |  | New SNCR | 0.2966 | 0.17796 | 0 | Shutdown | Gas Combined Cycle Replacement/No operation 2011 | 0 | 0
OH | Richard Gorsuch | 7253 | 2 | Washington | 1951-07-01 | 850 |  | 39.3672 | -81.5208 | ARP, NBP | Dry bottom wall-fired boiler | Coal |  | Low NOx Burner Technology (Dry Bottom only)<br>Overfire Air (Began Jun 01, 2003) | Electric Utility | Electric Services | 0.3738 | 272.253 | 1488985.472 | 0.297 | 221.705 | 1505511.348 | 0.2944 | 256.826 | 1758066.469 | 0.3469 | 264.428 | 1542017.98 | 0.3355 | 340.074 | 2031480.745 | 0.3688 | 373.402 | 2036538.411 | 0.3181 | 177.507 | 1118198.025 | 0.3442 | 239.485 | 1383284.95 | [6 empty] | 0 |  | New SNCR | 0.2944 | 0.17664 | 0 | Shutdown | Gas Combined Cycle Replacement/No operation 2011 | 0 | 0
OH | Richard Gorsuch | 7253 | 3 | Washington | 1951-07-01 | 850 |  | 39.3672 | -81.5208 | ARP, NBP | Dry bottom wall-fired boiler | Coal |  | Low NOx Burner Technology (Dry Bottom only)<br>Overfire Air | Electric Utility | Electric Services | 0.371 | 292.439 | 1603177.279 | 0.2971 | 228.55 | 1551689.669 | 0.2904 | 204.212 | 1415098.558 | 0.3513 | 269.702 | 1549386.399 | 0.3357 | 305.574 | 1824282.868 | 0.3685 | 325.846 | 1780437.165 | 0.3182 | 214.899 | 1348516.7 | 0.3374 | 282.68 | 1676973.825 | [6 empty] | 0 |  | New SNCR | 0.2904 | 0.17424 | 0 | Shutdown | Gas Combined Cycle Replacement/No operation 2011 | 0 | 0
OH | Richard Gorsuch | 7253 | 4 | Washington | 1951-07-01 | 850 |  | 39.3672 | -81.5208 | ARP, NBP | Dry bottom wall-fired boiler | Coal |  | Low NOx Burner Technology (Dry Bottom only) | Electric Utility | Electric Services | 0.3782 | 303.172 | 1625407.842 | 0.3089 | 175.155 | 1137977.971 | 0.2982 | 209.974 | 1410479.881 | 0.3633 | 263.956 | 1461532.86 | 0.3372 | 278.39 | 1643845.957 | 0.371 | 332.388 | 1794362.716 | 0.3318 | 163.273 | 970027.875 | 0.3474 | 229.719 | 1303984.925 | [6 empty] | 0 |  | New SNCR | 0.2982 | 0.17892 | 0 | Shutdown | Gas Combined Cycle Replacement/No operation 2011 | 0 | 0
OH | Richland Peaking Station | 2880 | CTG4 | Defiance | 2000-03-10 | 1660 | 135 | 41.3033 | -84.3386 | ARP, CAIRNOX, CAIROS, CAIRSO2, TRNOX, TRNOXOS, TRSO2G1 | Combustion turbine | Pipeline Natural Gas |  | Water Injection | Electric Utility |  | 0.0754 | 6.748 | 181958.175 | 0.076 | 4.56 | 122661.8 | 0.0803 | 13.199 | 345764.425 | 0.0788 | 7.098 | 190853.725 | 0.0825 | 8.794 | 227656.85 | 0.0823 | 2.908 | 72491.733 | 0.0824 | 1.161 | 28984.813 | 0.0823 | 14.269 | 355962.039 |  |  |  | 0.084 | 32.2 | 812783.5 | 0 | Water Injection | Low Ozone Season Rate | 0.0754 | 0.0754 | 0 |  |  | 0
OH | Richland Peaking Station | 2880 | CTG5 | Defiance | 2000-05-07 | 1660 | 135 | 41.3033 | -84.3386 | ARP, CAIRNOX, CAIROS, CAIRSO2, TRNOX, TRNOXOS, TRSO2G1 | Combustion turbine | Pipeline Natural Gas |  | Water Injection | Electric Utility |  | 0.078 | 10.455 | 267704 | 0.0723 | 5.378 | 147770.55 | 0.0802 | 12.521 | 324818.4 | 0.0759 | 6.082 | 166626.025 | 0.0809 | 8.369 | 217293.3 | 0.0799 | 2.749 | 70591.123 | 0.0801 | 0.913 | 22627.728 | 0.0768 | 14.397 | 379965.075 | 0.0785 | 8.3 | 213938.1 | 0.0866 | 33.2 | 765870.3 | 3.5 | Water Injection | Low Ozone Season Rate | 0.0723 | 0.0723 | 7.7 |  |  | 7.7
OH | Richland Peaking Station | 2880 | CTG6 | Defiance | 2000-03-10 | 1660 | 135 | 41.3033 | -84.3386 | ARP, CAIRNOX, CAIROS, CAIRSO2, TRNOX, TRNOXOS, TRSO2G1 | Combustion turbine | Pipeline Natural Gas |  | Water Injection | Electric Utility |  | 0.0747 | 10.063 | 269412.425 | 0.0832 | 5.701 | 140378.325 | 0.0835 | 13.959 | 352346.525 | 0.0842 | 3.017 | 78453.425 | 0.0825 | 8.006 | 202535.275 | 0.078 | 2.63 | 68370.989 | 0.0797 | 0.668 | 16960.75 | 0.078 | 11.918 | 311853.619 | 0.0784 | 8.3 | 214135.3 | 0.0816 | 20.6 | 507878.4 | 3.5 | Water Injection | Low Ozone Season Rate | 0.0747 | 0.0747 | 7.9 |  |  | 7.9
OH | Robert P Mone | 7872 | 1 | Van Wert | 2002-06-14 | 1946 | 198 | 40.9297 | -84.7392 | ARP, CAIRNOX, CAIROS, CAIRSO2, TRNOX, TRNOXOS, TRSO2G1 | Combustion turbine | Pipeline Natural Gas | Diesel Oil | Dry Low NOx Burners<br>Water Injection | Electric Utility |  | 0.0321 | 2.277 | 178874.892 | 0.0409 | 0.63 | 43296.326 | 0.033 | 2.767 | 223818.327 | 0.033 | 2.537 | 210712.027 | 0.0318 | 4.987 | 412650.835 | 0.0654 | 1.791 | 107380.558 | 0.0713 | 0.506 | 18660.589 | 0.0529 | 3.109 | 173987.716 | 0.0491 | 3.1 | 172265.7 | 0.0447 | 5 | 297168.4 | 2.4 | Dry Low NOx Burners<br>Water Injection | Low Ozone Season Rate | 0.0318 | 0.0318 | 2 |  |  | 2
OH | Robert P Mone | 7872 | 2 | Van Wert | 2002-06-28 | 1946 | 198 | 40.9297 | -84.7392 | ARP, CAIRNOX, CAIROS, CAIRSO2, TRNOX, TRNOXOS, TRSO2G1 | Combustion turbine | Pipeline Natural Gas | Diesel Oil | Dry Low NOx Burners<br>Water Injection | Electric Utility |  | 0.0335 | 2.406 | 183805.527 | 0.0287 | 0.592 | 53687.778 | 0.0496 | 2.611 | 198727.343 | 0.0296 | 2.04 | 175223.021 | 0.0254 | 4.12 | 387150.858 | 0.0478 | 0.858 | 62984.29 | 0.0719 | 0.592 | 21898.535 | 0.0544 | 2.931 | 155124.08 | 0.0464 | 2.8 | 167869.8 | 0.0451 | 5.3 | 319496.4 | 2.3 | Dry Low NOx Burners<br>Water Injection | Low Ozone Season Rate | 0.0254 | 0.0254 | 1.5 |  |  | 1.5
OH | Robert P Mone | 7872 | 3 | Van Wert | 2002-07-09 | 1946 | 198 | 40.9297 | -84.7392 | ARP, CAIRNOX, CAIROS, CAIRSO2, TRNOX, TRNOXOS, TRSO2G1 | Combustion turbine | Pipeline Natural Gas | Diesel Oil | Dry Low NOx Burners<br>Water Injection | Electric Utility |  | 0.0332 | 1.851 | 156463.427 | 0.0336 | 0.582 | 42169.981 | 0.0402 | 3.979 | 228971.668 | 0.0292 | 2.101 | 166485.741 | 0.0325 | 5.211 | 393574.638 | 0.0466 | 1.379 | 93512.524 | 0.0481 | 0.366 | 16401.667 | 0.0464 | 1.931 | 110233.327 | 0.0476 | 2.9 | 158248.3 | 0.0455 | 4.1 | 235557.9 | 2.2 | Dry Low NOx Burners<br>Water Injection | Low Ozone Season Rate | 0.0292 | 0.0292 | 1.8 |  |  | 1.8
OH | Rolling Hills Generating LLC | 55401 | CT-1 | Vinton | 2003-03-01 | 2065 | 195.5 | 39.0839 | -82.3328 | ARP, CAIRNOX, CAIROS, CAIRSO2, TRNOX, TRNOXOS, TRSO2G1 | Combustion turbine | Pipeline Natural Gas |  | Dry Low NOx Burners<br>Water Injection<br>Selective Catalytic Reduction | Electric Utility |  | 0.0513 | 0.544 | 31193.125 | 0.0835 | 0.019 | 459.45 | 0.0501 | 1.098 | 50359.226 | 0.0484 | 0.479 | 21915.85 | 0.0525 | 1.793 | 80328.459 | 0.0541 | 2.728 | 116238.522 | 0.194 | 1.963 | 14758.471 | 0.0476 | 1.868 | 86555.997 | 0.045 | 5.8 | 291548.8 | 0.0427 | 3 | 155811.7 | 3.8 | Dry Low NOx Burners<br>Water Injection<br>Selective Catalytic Reduction | Existing SCR | 0.0427 | 0.0427 | 5.5 |  |  | 5.5
OH | Rolling Hills Generating LLC | 55401 | CT-2 | Vinton | 2003-03-25 | 2065 | 195.5 | 39.0839 | -82.3328 | ARP, CAIRNOX, CAIROS, CAIRSO2, TRNOX, TRNOXOS, TRSO2G1 | Combustion turbine | Pipeline Natural Gas |  | Dry Low NOx Burners<br>Water Injection<br>Selective Catalytic Reduction | Electric Utility |  | 0.0587 | 0.814 | 39043.7 | 0.0602 | 0.516 | 23986.775 | 0.0501 | 1.052 | 48245.646 | 0.0455 | 0.852 | 40628.71 | 0.0541 | 0.99 | 44308.158 | 0.0518 | 3.075 | 141275.933 | 0.0635 | 0.541 | 21726.93 | 0.0453 | 1.556 | 74788.898 | 0.0447 | 4 | 198713 | 0.0434 | 3 | 155866.2 | 2.6 | Dry Low NOx Burners<br>Water Injection<br>Selective Catalytic Reduction | Existing SCR | 0.0434 | 0.0434 | 3.9 |  |  | 3.9
OH | Rolling Hills Generating LLC | 55401 | CT-3 | Vinton | 2003-03-28 | 2065 | 195.5 | 39.0839 | -82.3328 | ARP, CAIRNOX, CAIROS, CAIRSO2, TRNOX, TRNOXOS, TRSO2G1 | Combustion turbine | Pipeline Natural Gas |  | Dry Low NOx Burners<br>Water Injection | Electric Utility |  | 0.0908 | 2.398 | 86462.975 | 0.0732 | 0.305 | 11710.5 | 0.0704 | 0.724 | 24572.222 | 0.0445 | 0.849 | 43118.051 | 0.0515 | 1.641 | 75675.048 | 0.0609 | 3.042 | 122311.464 | 0.0602 | 0.581 | 22556.587 | 0.0642 | 1.285 | 45727.516 | 0.0429 | 13.4 | 660197.5 | 0.0467 | 7 | 329424 | 8.7 | Dry Low NOx Burners<br>Water Injection | Low Ozone Season Rate | 0.0429 | 0.0429 | 13.4 |  |  | 13.4
OH | Rolling Hills Generating LLC | 55401 | CT-4 | Vinton | 2003-04-28 | 2065 | 195.5 | 39.0839 | -82.3328 | ARP, CAIRNOX, CAIROS, CAIRSO2, TRNOX, TRNOXOS, TRSO2G1 | Combustion turbine | Pipeline Natural Gas |  | Dry Low NOx Burners<br>Water Injection | Electric Utility |  | 0.0741 | 0.275 | 10122.85 | 0.12 | 0.026 | 430.25 | 0.0634 | 1.169 | 47576.413 | 0.0484 | 0.621 | 31134.033 | 0.0559 | 1.67 | 67678.632 | 0.0667 | 2.582 | 92320.501 | 0.8729 | 2.613 | 5937.791 | 0.0565 | 2.66 | 113933.265 | 0.0452 | 2.8 | 139019.8 | 0.0464 | 6.5 | 296829.3 | 1.8 | Dry Low NOx Burners<br>Water Injection | Low Ozone Season Rate | 0.0452 | 0.0452 | 2.8 |  |  | 2.8
OH | Rolling Hills Generating LLC | 55401 | CT-5 | Vinton | 2003-05-08 | 2065 | 195.5 | 39.0839 | -82.3328 | ARP, CAIRNOX, CAIROS, CAIRSO2, TRNOX, TRNOXOS, TRSO2G1 | Combustion turbine | Pipeline Natural Gas |  | Dry Low NOx Burners<br>Water Injection | Electric Utility |  | 0.0647 | 0.335 | 13286.425 | 0.147 | 0.033 | 444.3 | 0.0524 | 1.098 | 46629.483 | 0.0488 | 0.619 | 31075.195 | 0.058 | 1.526 | 64603.734 | 0.0685 | 2.869 | 98281.907 | 0.0644 | 0.476 | 16447.68 | 0.0481 | 1.291 | 59616.733 | 0.0413 | 7.3 | 379838.2 | 0.0425 | 6.6 | 333023.2 | 5 | Dry Low NOx Burners<br>Water Injection | Low Ozone Season Rate | 0.0413 | 0.0413 | 7.3 |  |  | 7.3
OH | Tait Electric Generating Station | 55248 | CT4 | Montgomery | 2002-05-09 | 1160 | 94 | 39.7286 | -84.2106 | ARP, CAIRNOX, CAIROS, CAIRSO2, TRNOX, TRNOXOS, TRSO2G1 | Combustion turbine | Pipeline Natural Gas |  | Dry Low NOx Burners | Electric Utility |  | 0.0335 | 0.338 | 25137.396 | 0.0501 | 0.15 | 6852.148 | 0.036 | 0.796 | 52951.99 | 0.0365 | 0.631 | 45430.967 | 0.0388 | 2.514 | 180465.71 | 0.0392 | 0.881 | 61027.471 | 0.0816 | 1.348 | 59966.7 | 0.0791 | 3.854 | 173242.1 | 0.072 | 3.2 | 143027.6 | 0.0835 | 7.3 | 325213.3 | 3.4 | Dry Low NOx Burners | Low Ozone Season Rate | 0.0335 | 0.0335 | 1.5 |  |  | 1.5
OH | Tait Electric Generating Station | 55248 | CT5 | Montgomery | 2002-05-01 | 1160 | 94 | 39.7286 | -84.2106 | ARP, CAIRNOX, CAIROS, CAIRSO2, TRNOX, TRNOXOS, TRSO2G1 | Combustion turbine | Pipeline Natural Gas |  | Dry Low NOx Burners | Electric Utility |  | 0.0361 | 0.338 | 25975.137 | 0.0278 | 0.08 | 6265.702 | 0.0344 | 0.752 | 52804.207 | 0.0372 | 0.536 | 39685.32 | 0.0388 | 2.585 | 187261.784 | 0.0381 | 0.978 | 69277.461 | 0.086 | 1.395 | 61692.1 | 0.0715 | 3.857 | 173916.3 | 0.0658 | 3.1 | 140533.6 | 0.0839 | 7.1 | 317926.6 | 3.3 | Dry Low NOx Burners | Low Ozone Season Rate | 0.0278 | 0.0278 | 1.3 |  |  | 1.3
OH | Tait Electric Generating Station | 55248 | CT6 | Montgomery | 2002-04-24 | 1160 | 94 | 39.7286 | -84.2106 | ARP, CAIRNOX, CAIROS, CAIRSO2, TRNOX, TRNOXOS, TRSO2G1 | Combustion turbine | Pipeline Natural Gas |  | Dry Low NOx Burners | Electric Utility |  | 0.0377 | 0.462 | 32523.184 | 0.0379 | 0.143 | 10309.251 | 0.0392 | 0.873 | 56868.187 | 0.0334 | 0.547 | 44073.507 | 0.0365 | 2.545 | 186739.929 | 0.0326 | 0.802 | 62166.07 | 0.0767 | 1.361 | 65271.1 | 0.0634 | 3.278 | 157840.2 | 0.0709 | 2.4 | 116860.8 | 0.075 | 5.5 | 265489.5 | 2.7 | Dry Low NOx Burners | Low Ozone Season Rate | 0.0326 | 0.0326 | 1.1 |  |  | 1.1
OH | Tait Electric Generating Station | 55248 | CT7 | Montgomery | 2002-04-17 | 1160 | 94 | 39.7286 | -84.2106 | ARP, CAIRNOX, CAIROS, CAIRSO2, TRNOX, TRNOXOS, TRSO2G1 | Combustion turbine | Pipeline Natural Gas |  | Dry Low NOx Burners | Electric Utility |  | 0.0394 | 0.509 | 35428.971 | 0.0311 | 0.105 | 7679.158 | 0.0374 | 0.914 | 61956.494 | 0.0341 | 0.59 | 44410.282 | 0.0406 | 2.808 | 189580.968 | 0.0462 | 1.226 | 68083.064 | 0.0893 | 1.647 | 65790.4 | 0.0698 | 4.194 | 169094.1 | 0.0753 | 3.3 | 133865.2 | 0.0772 | 6.6 | 268224.3 | 3.1 | Dry Low NOx Burners | Low Ozone Season Rate | 0.0311 | 0.0311 | 1.4 |  |  | 1.4
OH | Troy Energy, LLC | 55348 | 1 | Wood | 2002-04-08 | 1989 | 172 | 41.4774 | -83.4616 | ARP, CAIRNOX, CAIROS, CAIRSO2, TRNOX, TRNOXOS, TRSO2G1 | Combustion turbine | Pipeline Natural Gas | Diesel Oil | Dry Low NOx Burners<br>Water Injection | Electric Utility |  | 0.0406 | 2.539 | 200486.45 | 0.1139 | 1.074 | 21063.2 | 0.0773 | 7.511 | 219870.15 | 0.0595 | 2.838 | 102602.7 | 0.0621 | 3.603 | 150254.243 | 0.0609 | 0.999 | 37574.504 | 0.0363 | 0.552 | 37137.282 | 0.0376 | 7.033 | 455640.476 | 0.0391 | 5 | 320542.3 | 0.0432 | 3.7 | 230901.7 | 4.4 | Dry Low NOx Burners<br>Water Injection | Low Ozone Season Rate | 0.0363 | 0.0363 | 4.6 |  |  | 4.6
OH | Troy Energy, LLC | 55348 | 2 | Wood | 2002-04-25 | 1989 | 172 | 41.4774 | -83.4616 | ARP, CAIRNOX, CAIROS, CAIRSO2, TRNOX, TRNOXOS, TRSO2G1 | Combustion turbine | Pipeline Natural Gas | Diesel Oil | Dry Low NOx Burners<br>Water Injection | Electric Utility |  | 0.0422 | 2.414 | 182179.675 | 0.1027 | 0.125 | 4699.825 | 0.0647 | 5.601 | 194205.25 | 0.0406 | 1.712 | 116256.975 | 0.0523 | 3.06 | 151254.461 | 0.038 | 1.087 | 66913.977 | 0.0456 | 1.991 | 127938.397 | 0.0376 | 7.049 | 461594.339 | 0.04 | 4.9 | 306878.6 | 0.0436 | 2.7 | 166124.4 | 4.2 | Dry Low NOx Burners<br>Water Injection | Low Ozone Season Rate | 0.0376 | 0.0376 | 4.6 |  |  | 4.6
OH | Troy Energy, LLC | 55348 | 3 | Wood | 2002-05-07 | 1989 | 172 | 41.4774 | -83.4616 | ARP, CAIRNOX, CAIROS, CAIRSO2, TRNOX, TRNOXOS, TRSO2G1 | Combustion turbine | Pipeline Natural Gas | Diesel Oil | Dry Low NOx Burners<br>Water Injection | Electric Utility |  | 0.0411 | 1.559 | 100246.175 | 0.1557 | 2.052 | 27208.725 | 0.0461 | 4.731 | 251603.45 | 0.039 | 2.099 | 137443.125 | 0.0619 | 4.064 | 157874.331 | 0.0463 | 0.934 | 55674.815 | 0.0417 | 1.145 | 68617.576 | 0.0383 | 6.46 | 411625.969 | 0.0377 | 4.4 | 292390 | 0.0512 | 3.6 | 194094.6 | 4 | Dry Low NOx Burners<br>Water Injection | Low Ozone Season Rate | 0.0377 | 0.0377 | 4.4 |  |  | 4.4
OH | Troy Energy, LLC | 55348 | 4 | Wood | 2002-05-12 | 1989 | 172 | 41.4774 | -83.4616 | ARP, CAIRNOX, CAIROS, CAIRSO2, TRNOX, TRNOXOS, TRSO2G1 | Combustion turbine | Pipeline Natural Gas | Diesel Oil | Dry Low NOx Burners<br>Water Injection | Electric Utility |  | 0.0342 | 1.557 | 111792.1 | 0.1598 | 1.821 | 24156.475 | 0.0534 | 5.228 | 266194.875 | 0.1034 | 4.175 | 84855.175 | 0.0734 | 2.97 | 113742.943 | 0.0398 | 0.289 | 20717.456 | 0.0413 | 1.177 | 77228.002 | 0.039 | 7.386 | 478863.974 | 0.0398 | 4.7 | 293380.3 | 0.046 | 3.8 | 219024.4 | 4 | Dry Low NOx Burners<br>Water Injection | Low Ozone Season Rate | 0.0342 | 0.0342 | 4 |  |  | 4
OH | W H Sammis | 2866 | 1 | Jefferson | 1959-01-01 | 1822 | 190.4 | 40.5308 | -80.6311 | ARP, NBP | Dry bottom wall-fired boiler | Coal |  | Low NOx Burner Technology (Dry Bottom only)<br>Low NOx Burner Technology w/ Overfire Air | Electric Utility | Electric Services | 0.4931 | 1471.538 | 5890588.475 | 0.3163 | 321.668 | 2068673.84 | 0.2656 | 708.782 | 5279682.228 | 0.2266 | 615.137 | 5328575.79 | 0.2082 | 621.532 | 5904076.553 | 0.1901 | 495.401 | 5105607.465 | 0.2155 | 176.287 | 1624467.245 | 0.2241 | 565.841 | 4935548.164 | 0.2183 | 409.5 | 3614776.1 | 0.2173 | 356.9 | 3160946.1 | 54 |  | New SCR | 0.1901 | 0.06 | 112.6 |  |  | 112.6
OH | W H Sammis | 2866 | 2 | Jefferson | 1960-01-01 | 1822 | 190.4 | 40.5308 | -80.6311 | ARP, NBP | Dry bottom wall-fired boiler | Coal |  | Low NOx Burner Technology (Dry Bottom only)<br>Low NOx Burner Technology w/ Overfire Air<br>Selective Non-catalytic Reduction | Electric Utility | Electric Services | 0.4573 | 1332.413 | 5761719.324 | 0.3144 | 480.953 | 3157612.76 | 0.2656 | 737.015 | 5517940.872 | 0.2266 | 577.865 | 5002418.31 | 0.2082 | 583.771 | 5538962.647 | 0.1904 | 486.003 | 5000557.935 | 0.2135 | 197.987 | 1810686.592 | 0.2233 | 563.3 | 4896209.511 | 0.2193 | 407.4 | 3558266.7 | 0.2183 | 344.3 | 3041893 | 53.2 |  | New SCR | 0.1904 | 0.06 | 111.5 |  |  | 111.5
OH | W H Sammis | 2866 | 3 | Jefferson | 1961-05-01 | 1822 | 190.4 | 40.5308 | -80.6311 | ARP, NBP | Dry bottom wall-fired boiler | Coal |  |  | Electric Utility | Electric Services | 0.8287 | 2311.614 | 5515298.544 | 0.6329 | 565.139 | 1721242.088 | 0.4803 | 817.557 | 3364015.556 | 0.2004 | 457.607 | 4482377.018 | 0.2091 | 543.53 | 5129036.374 | 0.1981 | 406.547 | 4035683.986 | 0.2078 | 139.831 | 1324131.99 | 0.2239 | 514.723 | 4492238.88 | 0.2195 | 431.7 | 3765035.6 | 0.2192 | 365 | 3203132.3 | 56.3 |  | New SCR | 0.1981 | 0.06 | 118 |  |  | 118
OH | W H Sammis | 2866 | 4 | Jefferson | 1962-10-01 | 1822 | 190.4 | 40.5308 | -80.6311 | ARP, NBP | Dry bottom wall-fired boiler | Coal |  | Low NOx Burner Technology w/ Overfire Air | Electric Utility | Electric Services | 0.6001 | 1711.422 | 5689550.156 | 0.4994 | 666.161 | 2607220.312 | 0.4145 | 938.272 | 4500533.144 | 0.2003 | 451.482 | 4422701.782 | 0.2089 | 516.096 | 4864358.026 | 0.1999 | 361.326 | 3568836.564 | 0.1966 | 146.926 | 1447117.041 | 0.2229 | 551.514 | 4833684.767 | 0.2135 | 466.8 | 4171507.2 | 0.2179 | 376.2 | 3305714.4 | 62.4 |  | New SCR | 0.1966 | 0.06 | 131.2 |  |  | 131.2
OH | W H Sammis | 2866 | 5 | Jefferson | 1967-10-01 | 3500 | 334 | 40.5308 | -80.6311 | ARP, NBP | Dry bottom wall-fired boiler | Coal |  | Low NOx Burner Technology (Dry Bottom only) | Electric Utility | Electric Services | 0.4887 | 2199.857 | 8948749.275 | 0.3794 | 1053.251 | 5451434 | 0.2865 | 1130.655 | 7758938.075 | 0.238 | 1004.51 | 8237504 | 0.2531 | 1114.118 | 8707906.1 | 0.2544 | 939.094 | 7232703.575 | 0.2635 | 604.752 | 4482253.781 | 0.1514 | 599.067 | 7679158.301 | 0.1525 | 471.1 | 5820918.4 | 0.1058 | 273.8 | 4992271.2 | 45.3 | SNCR | New SCR | 0.1058 | 0.06 | 185.3 |  |  | 185.3
OH | W H Sammis | 2866 | 6 | Jefferson | 1969-01-01 | 6700 | 680 | 40.5308 | -80.6311 | ARP, NBP | Dry bottom wall-fired boiler | Coal |  | Low NOx Burner Technology w/ Overfire Air | Electric Utility | Electric Services | 0.4741 | 4381.794 | 18200000 | 0.3619 | 2602.498 | 14100000 | 0.2989 | 2231.395 | 14900000 | 0.2849 | 2488.37 | 17300000 | 0.2851 | 2846.502 | 19900000 | 0.2865 | 2498.971 | 17300000 | 0.3123 | 1585.422 | 9965835.977 | 0.1479 | 1459.087 | 19500000 | 0.0959 | 354.9 | 7517297.8 | 0.103 | 724.2 | 14000000 | 30.6 | SCR | Existing SCR | 0.0959 | 0.0959 | 354.9 |  |  | 354.9
OH | W H Sammis | 2866 | 7 | Jefferson | 1971-07-01 | 6700 | 680 | 40.5308 | -80.6311 | ARP, NBP | Cell burner boiler | Coal |  | Low NOx Cell Burner<br>Selective Non-catalytic Reduction (Began Apr 10, 2003) | Electric Utility | Electric Services | 0.3469 | 3198.56 | 18200000 | 0.3177 | 2353.059 | 14700000 | 0.2873 | 2962.787 | 20500000 | 0.2881 | 2726.945 | 18800000 | 0.2849 | 2797.919 | 19600000 | 0.2897 | 2672.294 | 18300000 | 0.3067 | 2257.239 | 14200000 | 0.1496 | 1357.099 | 18200000 | 0.1116 | 887.2 | 16200000 | 0.1035 | 743.3 | 14300000 | 65.8 | SCR | Existing SCR | 0.1035 | 0.1035 | 822.8 |  |  | 822.8
OH | W H Zimmer Generating Station | 6019 | 1 | Clermont | 1991-03-30 | 13000 | 1425.6 | 38.8689 | -84.2286 | ARP, NBP | Dry bottom wall-fired boiler | Coal |  | Low NOx Burner Technology (Dry Bottom only) | Electric Utility | Electric Services | 0.4721 | 8725.319 | 36200000 | 0.0849 | 1266.33 | 30500000 | 0.0645 | 1173.576 | 37500000 | 0.0562 | 897.382 | 33700000 | 0.0745 | 997.971 | 27500000 | 0.0768 | 1238.965 | 35100000 | 0.0879 | 1456.954 | 34200000 | 0.1897 | 3066.971 | 33800000 | 0.2189 | 3559.5 | 32800000 | 0.2484 | 1900.4 | 14900000 | 68.7 | SCR | Existing SCR | 0.0562 | 0.0562 | 913.9 |  |  | 913.9
OH | W H Zimmer Generating Station | 6019 | A | Clermont | 1991-03-30 | 603 | 1425.6 | 38.8689 | -84.2286 | NBP | Other boiler | Diesel Oil |  | Overfire Air | Electric Utility | Electric Services | 0.0973 | 2.881 | 59500.175 | 0.099 | 1.117 | 22657.225 | 0.0981 | 1.564 | 32072.95 | 0.0953 | 1.705 | 35974.475 | 0.0955 | 1.081 | 22677.5 | 0.1016 | 8.28 | 161294.675 | 0.0972 | 2.301 | 46904.449 | 0.0941 | 4.224 | 89297.383 | 0.0939 | 2.7 | 57163 | 0.0928 | 3.3 | 70814.3 | 2.6 |  | Low Ozone Season Rate | 0.0928 | 0.0928 | 2.7 |  |  | 2.7
OH | W H Zimmer Generating Station | 6019 | B | Clermont | 1991-03-30 | 603 | 1425.6 | 38.8689 | -84.2286 | NBP | Other boiler | Diesel Oil |  | Overfire Air | Electric Utility | Electric Services | 0.0962 | 2.81 | 58090.175 | 0.0915 | 0.804 | 17522.275 | 0.0947 | 1.04 | 21982.85 | 0.0966 | 2.067 | 42827.6 | 0.0967 | 1.715 | 35461.4 | 0.0994 | 8.271 | 165591.65 | 0.0973 | 3.038 | 61633.544 | 0.0915 | 4.23 | 91367.74 | 0.0866 | 2.9 | 64997.8 | 0.0903 | 2.8 | 60816.5 | 2.9 |  | Low Ozone Season Rate | 0.0866 | 0.0866 | 2.9 |  |  | 2.9
OH | Walter C Beckjord Generating Station | 2830 | 1 | Clermont | 1952-06-23 | 971 | 115 | 38.9917 | -84.2981 | ARP, NBP | Tangentially-fired | Coal |  |  | Electric Utility | Electric Services | 0.6112 | 631.632 | 2084905.525 | 0.5762 | 381.493 | 1306467.675 | 0.5669 | 598.359 | 2118767.025 | 0.5307 | 388.473 | 1421551.1 | 0.5539 | 652.265 | 2355098.4 | 0.6003 | 384.608 | 1259239.902 | 0.6183 | 298.104 | 961811.595 | [9 empty] | 0 |  | New SNCR | 0.5307 | 0.31842 | 0 | Shutdown | Gas Combined Cycle Replacement/No operation 2011 | 0 | 0
OH | Walter C Beckjord Generating Station | 2830 | 2 | Clermont | 1953-10-09 | 999 | 112.5 | 38.9917 | -84.2981 | ARP, NBP | Tangentially-fired | Coal |  |  | Electric Utility | Electric Services | 0.5537 | 553.347 | 1991013.125 | 0.6218 | 321.051 | 981962.85 | 0.5991 | 610.557 | 1975675.825 | 0.5707 | 524.583 | 1820561.725 | 0.5963 | 702.2 | 2366573.225 | 0.735 | 98.216 | 277254.55 | 0.7105 | 514.106 | 1462056.885 | [9 empty] | 0 |  | New SNCR | 0.5537 | 0.33222 | 0 | Shutdown | Gas Combined Cycle Replacement/No operation 2011 | 0 | 0
OH | Walter C Beckjord Generating Station | 2830 | 3 | Clermont | 1954-11-30 | 1300 | 125 | 38.9917 | -84.2981 | ARP, NBP | Dry bottom wall-fired boiler | Coal |  |  | Electric Utility | Electric Services | 0.9232 | 1527.306 | 3235396.175 | 0.3709 | 376.534 | 2056550.775 | 0.4121 | 703.001 | 3392899.725 | 0.4276 | 675.482 | 3117610.875 | 0.4743 | 732.421 | 3055524.35 | 0.421 | 321.97 | 1437578.464 | 0.4244 | 433.355 | 1975300.704 | [6 empty] | 0.6267 | 827.1 | 2222404 | 0 |  | New SNCR | 0.3709 | 0.22254 | 0 | Shutdown | Gas Combined Cycle Replacement/No operation 2011 | 0 | 0
OH | Walter C Beckjord Generating Station | 2830 | 4 | Clermont | 1958-07-11 | 1800 | 163.2 | 38.9917 | -84.2981 | ARP, NBP | Tangentially-fired | Coal |  |  | Electric Utility | Electric Services | 0.5848 | 998.083 | 3383884.125 | 0.4955 | 549.823 | 2168062.625 | 0.375 | 777.218 | 4325105.75 | 0.3942 | 765.408 | 4132902.05 | 0.3438 | 584.072 | 3471605.025 | 0.4545 | 513.162 | 2394151.582 | 0.4136 | 696.059 | 3615709.342 | 0.3847 | 501.814 | 2760706.262 | 0.4406 | 448.8 | 2311371.8 | 0.4223 | 461.9 | 2260614.1 | 35 |  | New SNCR | 0.3438 | 0.20628 | 210.1 | Shutdown | Gas Combined Cycle Replacement | 11 | 437.8
OH | Walter C Beckjord Generating Station | 2830 | 5 | Clermont | 1962-12-21 | 2367 | 244.8 | 38.9917 | -84.2981 | ARP, NBP | Tangentially-fired | Coal |  | Low NOx Burner Technology w/ Closed-coupled OFA<br>Low NOx Burner Technology w/ Separated OFA | Electric Utility | Electric Services | 0.396 | 1059.314 | 5254482.025 | 0.4351 | 929.624 | 4321266.85 | 0.343 | 796.877 | 4736894.775 | 0.3468 | 831.417 | 4960646.5 | 0.3814 | 910.503 | 4950530.5 | 0.4017 | 533.573 | 2745110.078 | 0.3892 | 833.189 | 4438677.651 | 0.4011 | 788.135 | 3946477.234 | 0.3828 | 933.3 | 4882608.1 | 0.3563 | 670.4 | 3809607.2 | 56.2 |  | New SCR | 0.343 | 0.06 | 146.3 | Shutdown | Gas Combined Cycle Replacement | 23.2 | 910.1
OH | Walter C Beckjord Generating Station | 2830 | 6 | Clermont | 1969-07-01 | 4700 | 460.8 | 38.9917 | -84.2981 | ARP, NBP | Tangentially-fired | Coal |  | Low NOx Burner Technology w/ Closed-coupled OFA<br>Low NOx Burner Technology w/ Closed-coupled/Separated OFA | Electric Utility | Electric Services | 0.2643 | 1320.567 | 9980614.4 | 0.2555 | 972.395 | 7305124.025 | 0.2878 | 1337.144 | 9048585.7 | 0.2331 | 1284.48 | 10700000 | 0.2476 | 1308.182 | 10300000 | 0.309 | 110.828 | 748107.281 | 0.3634 | 1636.158 | 8999169.314 | 0.3737 | 2116.987 | 11000000 | 0.3478 | 1860.5 | 10400000 | 0.4188 | 1873.4 | 8778635 | 60.2 |  | New SCR | 0.2331 | 0.06 | 321 | Shutdown | Gas Combined Cycle Replacement | 49.4 | 1811.1
OH | Walter C Beckjord Generating Station | 2830 | CT1 | Clermont | 1972-04-30 | 766 | 52.9 | 38.9917 | -84.2981 | CAIRNOX, CAIROS, CAIRSO2, TRNOX, TRNOXOS, TRSO2G1 | Combustion turbine | Diesel Oil |  |  | Electric Utility |  | 0.4531 | 17.57 | 76826.725 | 0.4623 | 3.795 | 16516.4 | 0.4067 | 6.097 | 30343.975 | 0.5004 | 6.112 | 23888.175 | 0.5117 | 12.829 | 50074.575 | 0.3511 | 1.393 | 6786.366 | 0.3858 | 1.047 | 4883.049 | 0.443 | 0.44 | 1779.598 | 0.4211 | 2.2 | 9390.2 | 0.4765 | 1.2 | 4473.1 | 0.3 | None Reported | Water Injection | 0.3511 | 0.21066 | 1.1 |  |  | 1.1
OH | Walter C Beckjord Generating Station | 2830 | CT2 | Clermont | 1972-04-30 | 766 | 52.9 | 38.9917 | -84.2981 | CAIRNOX, CAIROS, CAIRSO2, TRNOX, TRNOXOS, TRSO2G1 | Combustion turbine | Diesel Oil |  |  | Electric Utility |  | 0.3945 | 14.921 | 70773.1 | 0.412 | 3.47 | 15695.75 | 0.3795 | 7.681 | 39582.875 | 0.4308 | 6.926 | 32130.375 | 0.3708 | 6.86 | 34113.825 | 0.4291 | 1.902 | 8038.096 | 0.3488 | 1.026 | 5402.72 | 0.4777 | 0.433 | 1538.312 | 0.4412 | 1.5 | 5665.3 | 0.4628 | 0.8 | 3051.6 | 0.2 | None Reported | Water Injection | 0.3488 | 0.20928 | 0.7 |  |  | 0.7
OH | Walter C Beckjord Generating Station | 2830 | CT3 | Clermont | 1972-06-15 | 766 | 52.9 | 38.9917 | -84.2981 | CAIRNOX, CAIROS, CAIRSO2, TRNOX, TRNOXOS, TRSO2G1 | Combustion turbine | Diesel Oil |  |  | Electric Utility |  | 0.4257 | 6.192 | 28053.45 | 0.4115 | 1.642 | 7853.35 | 0.4206 | 12.246 | 57952.6 | 0.4186 | 7.04 | 32490.175 | 0.3428 | 0.144 | 815.825 | [6 empty] | 0.376 | 0.161 | 653.04 | 0.2819 | 0.2 | 1532.6 | 0.4295 | 0.9 | 3559.3 | 0.1 | None Reported | Water Injection | 0.2819 | 0.16914 | 0.1 |  |  | 0.1
OH | Walter C Beckjord Generating Station | 2830 | CT4 | Clermont | 1972-06-27 | 766 | 52.9 | 38.9917 | -84.2981 | CAIRNOX, CAIROS, CAIRSO2, TRNOX, TRNOXOS, TRSO2G1 | Combustion turbine | Diesel Oil |  |  | Electric Utility |  | 0.4458 | 5.462 | 24131.5 | 0.4164 | 1.573 | 7391.325 | 0.4262 | 15.78 | 73799.65 | 0.4392 | 10.701 | 45129.225 | 0.3625 | 0.185 | 1060.175 | [6 empty] | 0.361 | 0.329 | 1256.788 | 0.4108 | 0.7 | 3170.6 | 0.5013 | 1.4 | 5188.7 | 0.1 | None Reported | Water Injection | 0.361 | 0.2166 | 0.4 |  |  | 0.4
OH | Waterford Plant | 55503 | 1 | Washington | 2003-04-12 | 2104 | 174.2 | 39.5314 | -81.7172 | ARP, CAIRNOX, CAIROS, CAIRSO2, TRNOX, TRNOXOS, TRSO2G1 | Combined cycle | Pipeline Natural Gas |  | Dry Low NOx Burners<br>Selective Catalytic Reduction | Electric Utility |  | 0.0331 | 3.119 | 292861.735 | 0.0605 | 1.998 | 129033.575 | 0.0364 | 8.589 | 783022.417 | 0.044 | 12.245 | 842531.071 | 0.0612 | 23.934 | 1065199.403 | 0.0383 | 7.614 | 728682.693 | 0.0144 | 6.349 | 1121205.591 | 0.0232 | 12.542 | 1722197.203 | 0.0201 | 13 | 1994868.6 | 0.0104 | 27.6 | 5548145.3 | 25.8 | Dry Low NOx Burners<br>Selective Catalytic Reduction | Existing SCR | 0.0104 | 0.0104 | 6.7 |  |  | 6.7
OH | Waterford Plant | 55503 | 2 | Washington | 2003-04-10 | 2104 | 174.2 | 39.5314 | -81.7172 | ARP, CAIRNOX, CAIROS, CAIRSO2, TRNOX, TRNOXOS, TRSO2G1 | Combined cycle | Pipeline Natural Gas |  | Dry Low NOx Burners<br>Selective Catalytic Reduction | Electric Utility |  | 0.0315 | 1.713 | 190315.034 | 0.0405 | 3.008 | 259367.045 | 0.0376 | 8.513 | 755332.492 | 0.0469 | 8.506 | 619858.867 | 0.0575 | 26.948 | 1294277.625 | 0.0455 | 10.185 | 774253.209 | 0.0306 | 12.38 | 1265014.74 | 0.0293 | 16.739 | 1826367.705 | 0.023 | 16 | 2198262.3 | 0.0111 | 29.1 | 5490573.8 | 28.5 | Dry Low NOx Burners<br>Selective Catalytic Reduction | Existing SCR | 0.0111 | 0.0111 | 7.7 |  |  | 7.7
OH | Waterford Plant | 55503 | 3 | Washington | 2003-04-07 | 2104 | 174.2 | 39.5314 | -81.7172 | ARP, CAIRNOX, CAIROS, CAIRSO2, TRNOX, TRNOXOS, TRSO2G1 | Combined cycle | Pipeline Natural Gas |  | Dry Low NOx Burners<br>Selective Catalytic Reduction | Electric Utility |  | 0.0352 | 2.947 | 294443.201 | 0.0419 | 2.586 | 210480.016 | 0.0472 | 6.974 | 514749.251 | 0.0401 | 7.066 | 591037.789 | 0.0372 | 12.864 | 1180247.819 | 0.0969 | 32.703 | 640628.567 | 0.0281 | 9.975 | 1227252.019 | 0.0238 | 13.407 | 1916176.074 | 0.0177 | 15.4 | 2527557.4 | 0.011 | 28.5 | 5602065.9 | 32.7 | Dry Low NOx Burners<br>Selective Catalytic Reduction | Existing SCR | 0.011 | 0.011 | 9.6 |  |  | 9.6
OH | West Lorain | 2869 | 2 | Lorain | 2001-02-20 | 1047 | 85 | 41.4297 | -82.2633 | ARP, CAIRNOX, CAIROS, CAIRSO2, TRNOX, TRNOXOS, TRSO2G1 | Combustion turbine | Pipeline Natural Gas | Diesel Oil | Dry Low NOx Burners<br>Water Injection | Electric Utility |  | 0.0249 | 2.195 | 193483.225 | 0.0252 | 0.922 | 81832.375 | 0.0283 | 3.726 | 295065.35 | 0.0267 | 2.021 | 174846.075 | 0.0478 | 1.658 | 78268.85 | 0.0254 | 0.323 | 31343.397 | 0.0898 | 0.912 | 20798.051 | 0.0228 | 1.545 | 144944.039 | 0.0209 | 2.6 | 269814 | 0.0238 | 4.6 | 429616.1 | 7 | Dry Low NOx Burners<br>Water Injection | Low Ozone Season Rate | 0.0209 | 0.0209 | 2.6 |  |  | 2.6
OH | West Lorain | 2869 | 3 | Lorain | 2001-02-20 | 1047 | 85 | 41.4297 | -82.2633 | ARP, CAIRNOX, CAIROS, CAIRSO2, TRNOX, TRNOXOS, TRSO2G1 | Combustion turbine | Pipeline Natural Gas | Diesel Oil | Dry Low NOx Burners<br>Water Injection | Electric Utility |  | 0.0277 | 2.727 | 210115.55 | 0.0287 | 0.843 | 67584.55 | 0.0265 | 2.125 | 178750.275 | 0.0222 | 0.28 | 28539.35 | 0.0458 | 1.309 | 68757.3 | 0.0266 | 0.159 | 15700.731 | 0.0945 | 0.652 | 14727.765 | 0.022 | 1.18 | 118914.13 | 0.021 | 2.3 | 235278.1 | 0.0212 | 3.8 | 404556.4 | 6.1 | Dry Low NOx Burners<br>Water Injection | Low Ozone Season Rate | 0.021 | 0.021 | 2.3 |  |  | 2.3
OH | West Lorain | 2869 | 4 | Lorain | 2001-02-20 | 1047 | 85 | 41.4297 | -82.2633 | ARP, CAIRNOX, CAIROS, CAIRSO2, TRNOX, TRNOXOS, TRSO2G1 | Combustion turbine | Pipeline Natural Gas | Diesel Oil | Dry Low NOx Burners<br>Water Injection | Electric Utility |  | 0.0351 | 3 | 188976.375 | 0.027 | 0.856 | 71488.075 | 0.0257 | 2.038 | 185197.595 | 0.021 | 0.264 | 28905.18 | 0.0222 | 1.101 | 111271.055 | 0.0253 | 0.56 | 50660.612 | 0.025 | 0.093 | 8457.542 | 0.0244 | 1.338 | 118746.899 | 0.0223 | 2.6 | 258064.3 | 0.0257 | 5.1 | 431935.6 | 6.7 | Dry Low NOx Burners<br>Water Injection | Low Ozone Season Rate | 0.021 | 0.021 | 2.5 |  |  | 2.5
OH | West Lorain | 2869 | 5 | Lorain | 2001-02-20 | 1047 | 85 | 41.4297 | -82.2633 | ARP, CAIRNOX, CAIROS, CAIRSO2, TRNOX, TRNOXOS, TRSO2G1 | Combustion turbine | Pipeline Natural Gas | Diesel Oil | Dry Low NOx Burners<br>Water Injection | Electric Utility |  | 0.0245 | 1.964 | 180381.375 | 0.0266 | 0.628 | 54096.275 | 0.0221 | 1.166 | 122747.405 | 0.0222 | 1.388 | 152416.355 | 0.0309 | 2.315 | 172837.774 | 0.0265 | 0.323 | 28367.404 | 0.0534 | 0.356 | 16132.542 | 0.0222 | 1.297 | 128352.117 | 0.023 | 2.9 | 281818.6 | 0.0293 | 5.6 | 436171.7 | 7.3 | Dry Low NOx Burners<br>Water Injection | Low Ozone Season Rate | 0.0221 | 0.0221 | 2.8 |  |  | 2.8
OH | West Lorain | 2869 | 6 | Lorain | 2001-02-20 | 1047 | 85 | 41.4297 | -82.2633 | ARP, CAIRNOX, CAIROS, CAIRSO2, TRNOX, TRNOXOS, TRSO2G1 | Combustion turbine | Pipeline Natural Gas | Diesel Oil | Dry Low NOx Burners<br>Water Injection | Electric Utility |  | 0.0274 | 2.019 | 155004.025 | 0.0318 | 1.123 | 79602 | 0.0255 | 1.234 | 109518.775 | 0.0243 | 1.384 | 133009.15 | 0.0231 | 1.451 | 139038.125 | 0.0254 | 0.363 | 31581.881 | 0.0346 | 0.116 | 9176.383 | 0.0228 | 1.405 | 141614.12 | 0.0193 | 2.4 | 264934 | 0.0203 | 4.3 | 434603.4 | 6.9 | Dry Low NOx Burners<br>Water Injection | Low Ozone Season Rate | 0.0193 | 0.0193 | 2.4 |  |  | 2.4
OH | West Lorain | 2869 | 1A | Lorain | 1973-05-01 | 1050 | 65.3 | 41.4297 | -82.2633 | CAIRNOX, CAIROS, CAIRSO2, TRNOX, TRNOXOS, TRSO2G1 | Combustion turbine | Diesel Oil |  |  | Electric Utility |  | 0.5301 | 29.882 | 112767.5 | 0.5299 | 15.723 | 59333.3 | 0.5299 | 42.396 | 159986.5 | 0.53 | 14.591 | 55061.8 | 0.4923 | 9.516 | 38945 | 0.362 | 0.351 | 1940.3 | 0.362 | 0.272 | 1501 | 0.6864 | 18.502 | 43886.1 | 1.2 | 3.2 | 5250 | 1.2 | 5.7 | 9450 | 0.1 | None Reported | Water Injection | 0.362 | 0.2172 | 0.6 |  |  | 0.6
OH | West Lorain | 2869 | 1B | Lorain | 1973-05-01 | 1050 | 65.3 | 41.4297 | -82.2633 | CAIRNOX, CAIROS, CAIRSO2, TRNOX, TRNOXOS, TRSO2G1 | Combustion turbine | Diesel Oil |  |  | Electric Utility |  | 0.537 | 30.335 | 112975.4 | 0.537 | 16.713 | 62250.1 | 0.537 | 42.839 | 159538.4 | 0.537 | 14.962 | 55726.6 | 0.5014 | 10.19 | 40825.7 | 0.362 | 0.438 | 2420.9 | 0.362 | 0.617 | 3410 | 0.7029 | 18.228 | 42367 | 1.2 | 1.9 | 3150 | 1.2 | 7.6 | 12600 | 0.1 | None Reported | Water Injection | 0.362 | 0.2172 | 0.3 |  |  | 0.3
OH | Woodsdale | 7158 | **GT1 | Butler | 1993-05-31 | 1314 | 81.6 | 39.4492 | -84.4611 | ARP, CAIRNOX, CAIROS, CAIRSO2, TRNOX, TRNOXOS, TRSO2G1 | Combustion turbine | Pipeline Natural Gas | Liquified Petroleum Gas | Water Injection | Electric Utility |  | 0.1122 | 0.632 | 11080.125 | 0.12 | 0.153 | 2549.225 | 0.1083 | 1.784 | 32807.2 | 0.1045 | 0.665 | 12607.45 | 0.0945 | 10.272 | 209458.6 | 0.094 | 6.874 | 139579.292 | 0.0821 | 4.313 | 101273.087 | 0.0827 | 8.477 | 199469.429 | 0.0839 | 6.7 | 153584.6 | 0.1046 | 3.4 | 62000 | 3.2 | Water Injection | Low Ozone Season Rate | 0.0821 | 0.0821 | 6.6 |  |  | 6.6
OH | Woodsdale | 7158 | **GT2 | Butler | 1992-07-31 | 1314 | 81.6 | 39.4492 | -84.4611 | ARP, CAIRNOX, CAIROS, CAIRSO2, TRNOX, TRNOXOS, TRSO2G1 | Combustion turbine | Pipeline Natural Gas | Liquified Petroleum Gas | Water Injection | Electric Utility |  | 0.1272 | 0.73 | 11467.975 | 0.124 | 0.171 | 2825.425 | 0.1274 | 1.809 | 28132.7 | 0.1099 | 0.683 | 12340.75 | 0.1234 | 0.504 | 7656.4 |  |  |  | 0.1215 | 0.645 | 9921.84 | 0.046 | 4.059 | 142028.678 | 0.0597 | 5.7 | 156789.9 | 0.086 | 2.2 | 47585.8 | 3.2 | Water Injection | Low Ozone Season Rate | 0.046 | 0.046 | 4.4 |  |  | 4.4
OH | Woodsdale | 7158 | **GT3 | Butler | 1992-05-31 | 1314 | 81.6 | 39.4492 | -84.4611 | ARP, CAIRNOX, CAIROS, CAIRSO2, TRNOX, TRNOXOS, TRSO2G1 | Combustion turbine | Pipeline Natural Gas | Liquified Petroleum Gas | Water Injection | Electric Utility |  | 0.1254 | 0.735 | 11325.675 | 0.1028 | 0.153 | 2769.375 | 0.1244 | 16.097 | 253156.95 | 0.104 | 6.435 | 125394.25 | 0.126 | 12.822 | 202090.075 | 0.1255 | 9.017 | 141792.155 | 0.1242 | 5.187 | 80880.436 | 0.0963 | 9.681 | 199873.804 | 0.0967 | 7.1 | 145222.9 | 0.1224 | 4.9 | 78183 | 3 | Water Injection | Low Ozone Season Rate | 0.0963 | 0.0963 | 7.1 |  |  | 7.1
OH | Woodsdale | 7158 | **GT4 | Butler | 1992-07-31 | 3200 | 81.6 | 39.4492 | -84.4611 | ARP, CAIRNOX, CAIROS, CAIRSO2, TRNOX, TRNOXOS, TRSO2G1 | Combustion turbine | Pipeline Natural Gas | Liquified Petroleum Gas | Water Injection | Electric Utility |  | 0.118 | 0.648 | 10934.175 | 0.1115 | 0.153 | 2746.1 | 0.1165 | 2.215 | 37770.6 | 0.1064 | 1.083 | 20127.35 | 0.1454 | 0.556 | 6559.825 |  |  |  | 0.111 | 5.417 | 96461.315 | 0.1109 | 9.109 | 162651.477 | 0.1117 | 7.6 | 134256.1 | 0.115 | 2.2 | 38313.6 | 1.1 | Water Injection | Low Ozone Season Rate | 0.1064 | 0.1064 | 7.2 |  |  | 7.2
OH | Woodsdale | 7158 | **GT5 | Butler | 1992-05-31 | 1314 | 81.6 | 39.4492 | -84.4611 | ARP, CAIRNOX, CAIROS, CAIRSO2, TRNOX, TRNOXOS, TRSO2G1 | Combustion turbine | Pipeline Natural Gas | Liquified Petroleum Gas | Water Injection | Electric Utility |  | 0.1249 | 14.329 | 228913.85 |  |  |  | 0.1244 | 15.375 | 246780.275 | 0.1209 | 6.968 | 116021.75 | 0.1186 | 11.206 | 188241.925 | 0.1269 | 9.674 | 140170.449 | 0.0976 | 3.887 | 76210.257 | 0.0785 | 6.811 | 160038.461 | 0.0817 | 6.2 | 136310.6 | 0.0998 | 2.2 | 39674.9 | 2.8 | Water Injection | Low Ozone Season Rate | 0.0785 | 0.0785 | 6 |  |  | 6
OH | Woodsdale | 7158 | **GT6 | Butler | 1992-05-31 | 1314 | 81.6 | 39.4492 | -84.4611 | ARP, CAIRNOX, CAIROS, CAIRSO2, TRNOX, TRNOXOS, TRSO2G1 | Combustion turbine | Pipeline Natural Gas | Liquified Petroleum Gas | Water Injection | Electric Utility |  | 0.1212 | 13.236 | 217540.425 |  |  |  | 0.1235 | 1.435 | 23254.75 | 0.1235 | 7.063 | 114764.625 | 0.1219 | 11.412 | 187444.825 | 0.1191 | 8.216 | 134617.53 | 0.1164 | 4.268 | 72765.701 | 0.1056 | 8.317 | 151175.062 | 0.1072 | 6.7 | 121447.5 | 0.1151 | 1.2 | 20566.5 | 2.5 | Water Injection | Low Ozone Season Rate | 0.1056 | 0.1056 | 6.6 |  |  | 6.6
OK | Anadarko | 3006 | 3 | Caddo | 1958-10-04 | 800 | 50 | 35.0847 | -98.23 | ARP | Dry bottom wall-fired boiler | Pipeline Natural Gas |  |  | Electric Utility | Electric Services | [9 empty] | 0.092 | 0.313 | 2618.945 | 0.1231 | 0.484 | 3308.066 | 0.2061 | 10.083 | 78859.918 | 0.1145 | 0.391 | 3481.748 | 0.1137 | 0.192 | 1917.014 | 0.2156 | 17.4 | 133468 | 0.2564 | 20.4 | 150086.2 | 4.5 |  | Low Ozone Season Rate | 0.092 | 0.092 | 7.4 |  |  | 7.4
OK | Anadarko | 3006 | 7 | Caddo | 2001-04-12 | 471.3 | 105.1 | 35.0847 | -98.23 | ARP | Combustion turbine | Pipeline Natural Gas |  | Water Injection | Electric Utility |  | 0.0775 | 5.737 | 146065.031 | 0.0749 | 1.344 | 35193.876 | 0.0758 | 2.595 | 67136.968 | 0.0774 | 3.59 | 91538.422 | 0.0703 | 2.116 | 60864.483 | 0.0709 | 2.446 | 70256.607 | 0.0707 | 1.982 | 56704.105 | 0.0701 | 0.732 | 21149.83 | 0.0716 | 0.2 | 4541.8 | 0.071 | 0.3 | 7815.1 | 0.3 | Water Injection | Low Ozone Season Rate | 0.0701 | 0.0701 | 0.2 |  |  | 0.2
OK | Anadarko | 3006 | 8 | Caddo | 2001-04-12 | 475.6 | 105.1 | 35.0847 | -98.23 | ARP | Combustion turbine | Pipeline Natural Gas |  | Water Injection | Electric Utility |  | 0.0724 | 5.325 | 148380.299 | 0.0731 | 2.319 | 64899.994 | 0.0723 | 3.836 | 107200.82 | 0.0724 | 2.871 | 80067.651 | 0.0761 | 2.085 | 53386.338 | 0.076 | 2.353 | 60176.691 | 0.0779 | 2.277 | 56854.041 | 0.0779 | 0.633 | 16098.105 | 0.0751 | 0.2 | 5660.9 | 0.0754 | 0.3 | 8440.1 | 0.3 | Water Injection | Low Ozone Season Rate | 0.0723 | 0.0723 | 0.2 |  |  | 0.2
OK | Anadarko | 3006 | 9 | Caddo | 2009-05-17 | 478 | 45 | 35.0847 | -98.23 | ARP | Combustion turbine | Pipeline Natural Gas |  | Water Injection | Electric Utility |  | 0.0702 | 1.619 | 51135.22 | 0.0357 | 0.519 | 41028.34 | 0.0306 | 0.327 | 34509.06 | [12 empty] | 0.101 | 7.175 | 172767.134 | 0.1193 | 1.8 | 41507.2 | 0.1175 | 2.2 | 46134.4 | 2.4 | Water Injection | Low Ozone Season Rate | 0.0306 | 0.0306 | 0.5 |  |  | 0.5
OK | Anadarko | 3006 | 10 | Caddo | 2009-05-13 | 475 | 45 | 35.0847 | -98.23 | ARP | Combustion turbine | Pipeline Natural Gas |  | Water Injection | Electric Utility | [22 empty] | 0.1015 | 6.512 | 157954.683 | 0.1125 | 1.4 | 31748.9 | 0.1133 | 2.3 | 46205.1 | 1.8 | Water Injection | Low Ozone Season Rate | 0.1015 | 0.0983 | 1.2 |  |  | 1.2
OK | Anadarko | 3006 | 11 | Caddo | 2009-06-11 | 525 | 45 | 35.0847 | -98.23 | ARP | Combustion turbine | Pipeline Natural Gas |  | Water Injection | Electric Utility | [22 empty] | 0.1051 | 6.432 | 153695.811 | 0.1115 | 1.7 | 38283.8 | 0.1133 | 2.2 | 43770.9 | 2 | Water Injection | Low Ozone Season Rate | 0.1051 | 0.083 | 1.3 |  |  | 1.3
OK | Chouteau Power Plant | 7757 | 1 | Mayes | 2000-06-14 | 1843.4 | 176 | 36.2206 | -95.2756 | ARP | Combined cycle | Pipeline Natural Gas |  | Dry Low NOx Burners<br>Selective Catalytic Reduction | Electric Utility |  | 0.0369 | 18.781 | 1296432.974 | 0.0386 | 24.567 | 1817008.137 | 0.0399 | 39.623 | 2825028.555 | 0.0332 | 34.297 | 2881914.973 | 0.0371 | 39.478 | 2958193.693 | 0.0395 | 29.589 | 2078267.99 | 0.0311 | 24.712 | 2193265.714 | 0.0296 | 28.649 | 2474100.977 | 0.0283 | 17.5 | 1690022 | 0.0296 | 30.3 | 2695833.6 | 25 | Dry Low NOx Burners<br>Selective Catalytic Reduction | Existing SCR | 0.0283 | 0.0283 | 17.5 |  |  | 17.5
OK | Chouteau Power Plant | 7757 | 2 | Mayes | 2000-06-14 | 1809.4 | 176 | 36.2206 | -95.2756 | ARP | Combined cycle | Pipeline Natural Gas |  | Dry Low NOx Burners<br>Selective Catalytic Reduction | Electric Utility |  | 0.0354 | 17.485 | 1408392.021 | 0.0378 | 24.893 | 1921338.505 | 0.0345 | 38.009 | 3015889.874 | 0.0348 | 37.995 | 3090194.274 | 0.0359 | 38.01 | 2994417.6 | 0.0384 | 25.797 | 1991276.447 | 0.0303 | 25.435 | 2364137.892 | 0.0315 | 36.045 | 2876780.854 | 0.0332 | 22.1 | 1786930.6 | 0.0313 | 30.7 | 2742217.2 | 26.9 | Dry Low NOx Burners<br>Selective Catalytic Reduction | Existing SCR | 0.0303 | 0.0303 | 20.2 |  |  | 20.2
OK | Chouteau Power Plant | 7757 | 3 | Mayes | 2011-03-11 | 1882 | 176 | 36.2206 | -95.2756 | ARP | Combined cycle | Pipeline Natural Gas |  | Dry Low NOx Burners<br>Selective Catalytic Reduction | Electric Utility | [25 empty] | 0.0146 | 7.4 | 1751203.5 | 0.0115 | 9.1 | 2880624.4 | 25.3 | Dry Low NOx Burners<br>Selective Catalytic Reduction | Existing SCR | 0.0115 | 0.0115 | 5.9 |  |  | 5.9
OK | Chouteau Power Plant | 7757 | 4 | Mayes | 2011-02-27 | 1882 | 176 | 36.2206 | -95.2756 | ARP | Combined cycle | Pipeline Natural Gas |  | Dry Low NOx Burners<br>Selective Catalytic Reduction | Electric Utility | [25 empty] | 0.0128 | 8.9 | 2106231.5 | 0.0123 | 9.7 | 2984165.8 | 30.5 | Dry Low NOx Burners<br>Selective Catalytic Reduction | Existing SCR | 0.0123 | 0.0123 | 8.6 |  |  | 8.6
OK | Comanche (8059) | 8059 | 7251 | Comanche | 1973-06-30 | 1450 | 85 | 34.5431 | -98.3244 | ARP | Combined cycle | Pipeline Natural Gas |  |  | Electric Utility |  | 0.4112 | 632.272 | 2859806.2 | 0.3927 | 572.541 | 2774557.467 | 0.385 | 610.276 | 3043938.143 | 0.4214 | 537.806 | 2352559.582 | 0.415 | 604.807 | 2819806.328 | 0.4264 | 612.753 | 2736985.067 |  |  |  | 0.4432 | 466.633 | 2016406.342 | 0.4546 | 551.6 | 2355465.8 | 0.5689 | 875.1 | 3027044 | 44.2 | None Reported | Water Injection | 0.385 | 0.231 | 280.3 |  |  | 280.3
OK | Comanche (8059) | 8059 | 7252 | Comanche | 1973-06-30 | 1450 | 85 | 34.5431 | -98.3244 | ARP | Combined cycle | Pipeline Natural Gas |  |  | Electric Utility |  | 0.3769 | 582.54 | 2856380.1 | 0.3124 | 438.969 | 2516671.933 | 0.3863 | 595.231 | 2919884.057 | 0.4039 | 524.931 | 2425638.793 | 0.4094 | 615.033 | 2895193.372 | 0.4484 | 651.61 | 2758479.033 | 0.5895 | 963.796 | 3258874.036 | 0.4998 | 701.299 | 2718456.869 | 0.4793 | 509.3 | 2036003.6 | 0.5255 | 303.7 | 1118659 | 38.2 | None Reported | Water Injection | 0.3124 | 0.18744 | 199.2 |  |  | 199.2
OK | Conoco | 7185 | **1 | Kay | 1992-01-01 | 1723 | 33 | 36.6892 | -97.0903 | ARP | Combustion turbine | Process Gas | Pipeline Natural Gas | Steam Injection | Electric Utility |  | 0.2051 | 144.178 | 1407331.784 | 0.1871 | 251.301 | 2745204.988 | 0.1924 | 134.731 | 1385863.192 | 0.1533 | 7.087 | 92770.629 | [18 empty] | 0 | Steam Injection | Low Ozone Season Rate | 0.1533 | 0.1533 | 0 |  |  | 0
OK | Conoco | 7185 | **2 | Kay | 1992-01-01 | 1723 | 33 | 36.6892 | -97.0903 | ARP | Combustion turbine | Process Gas | Pipeline Natural Gas | Steam Injection | Electric Utility |  | 0.2007 | 133.148 | 1332117.356 | 0.1733 | 217.156 | 2487801.994 | 0.175 | 48.58 | 559961.79 | 0.1856 | 14.318 | 154862.456 | [18 empty] | 0 | Steam Injection | Low Ozone Season Rate | 0.1733 | 0.1733 | 0 |  |  | 0
OK | Grand River Dam Authority | 165 | 1 | Mayes | 1982-01-01 | 5131 | 540 | 36.1906 | -95.2889 | ARP | Dry bottom wall-fired boiler | Coal | Diesel Oil, Pipeline Natural Gas | Overfire Air | Electric Utility | Electric Services | 0.4671 | 3961.409 | 17000000 | 0.3412 | 2456.451 | 14000000 | 0.3929 | 3534.972 | 17800000 | 0.4175 | 3307.566 | 15800000 | 0.4022 | 3346.227 | 16600000 | 0.3391 | 2745.886 | 15800000 | 0.3296 | 2630.598 | 15700000 | 0.3453 | 2652.768 | 14400000 | 0.3682 | 3393 | 18400000 | 0.3933 | 2734.1 | 13700000 | 97.7 |  | New SCR | 0.3296 | 0.06 | 552.9 |  |  | 552.9
OK | Grand River Dam Authority | 165 | 2 | Mayes | 1986-04-01 | 5296 | 594 | 36.1906 | -95.2889 | ARP | Dry bottom wall-fired boiler | Coal | Diesel Oil, Pipeline Natural Gas | Low NOx Burner Technology w/ Overfire Air | Electric Utility | Electric Services | 0.335 | 3199.59 | 19000000 | 0.3338 | 3311.525 | 19600000 | 0.3201 | 3050.806 | 18700000 | 0.3716 | 3130.23 | 16600000 | 0.2938 | 2933.091 | 19700000 | 0.3033 | 3075.165 | 20100000 | 0.328 | 3379.612 | 20700000 | 0.3315 | 3234.581 | 19300000 | 0.3314 | 3111.6 | 18300000 | 0.3754 | 3153.8 | 16300000 | 93.9 |  | New SCR | 0.2938 | 0.06 | 563.3 |  |  | 563.3
OK | Green Country Energy, LLC | 55146 | CTGEN1 | Tulsa | 2001-10-28 | 2199 | 179.3 | 35.9833 | -95.9346 | ARP | Combined cycle | Pipeline Natural Gas |  | Selective Catalytic Reduction | Electric Utility |  | 0.0345 | 43.55 | 2880332.325 | 0.0661 | 51.375 | 2630997.453 | 0.0511 | 72.888 | 4106502.885 | 0.0549 | 64.876 | 3947711.339 | 0.034 | 55.66 | 3839971.676 | 0.0346 | 54.391 | 3618796.934 | 0.0343 | 54.048 | 3838033.177 | 0.06 | 57.408 | 3685561.473 | 0.0375 | 43.2 | 3024873.8 | 0.0326 | 61.9 | 4885756.9 | 37.5 | Selective Catalytic Reduction | Existing SCR | 0.0326 | 0.0326 | 37.6 |  |  | 37.6
OK | Green Country Energy, LLC | 55146 | CTGEN2 | Tulsa | 2001-11-07 | 2199 | 179.3 | 35.9833 | -95.9346 | ARP | Combined cycle | Pipeline Natural Gas |  | Selective Catalytic Reduction | Electric Utility |  | 0.0348 | 39.432 | 2565466.653 | 0.1023 | 59.917 | 2514515.169 | 0.0521 | 65.685 | 3544288.783 | 0.0533 | 56.788 | 3476537.298 | 0.0396 | 63.977 | 3991245.883 | 0.0334 | 38.232 | 2596141.146 | 0.0309 | 62.793 | 4708923.505 | 0.0469 | 46.823 | 3187595.705 | 0.0437 | 55.7 | 3511384.7 | 0.0267 | 65.5 | 5018229.2 | 43.5 | Selective Catalytic Reduction | Existing SCR | 0.0267 | 0.0267 | 34 |  |  | 34
OK | Green Country Energy, LLC | 55146 | CTGEN3 | Tulsa | 2001-12-04 | 2210 | 179.3 | 35.9833 | -95.9346 | ARP | Combined cycle | Pipeline Natural Gas |  | Selective Catalytic Reduction | Electric Utility |  | 0.0344 | 48.393 | 3165920.746 | 0.116 | 66.993 | 2489539.067 | 0.0442 | 59.073 | 3617388.469 | 0.043 | 59.699 | 3668681.886 | 0.0366 | 52.277 | 3359371.486 | 0.0332 | 47.288 | 3231098.606 | 0.0358 | 53.354 | 4057862.115 | 0.0385 | 48.664 | 3576510.008 | 0.0393 | 28.7 | 2040433.1 | 0.0298 | 60.2 | 4687391.6 | 25.1 | Selective Catalytic Reduction | Existing SCR | 0.0298 | 0.0298 | 21.8 |  |  | 21.8
OK | Horseshoe Lake | 2951 | 6 | Oklahoma | 1958-04-22 | 2212 | 163 | 35.5089 | -97.1789 | ARP | Dry bottom wall-fired boiler | Pipeline Natural Gas | Residual Oil |  | Electric Utility | Electric Services | 0.2285 | 269.239 | 2208457.99 | 0.2371 | 339.343 | 2695710.243 | 0.2499 | 148.938 | 1136681.399 | 0.2467 | 229.674 | 1769628.049 | 0.2541 | 250.301 | 1892749.171 | 0.2628 | 327.311 | 2446107.205 | 0.271 | 376.688 | 2686482.013 | 0.2562 | 397.181 | 3022970.123 | 0.2487 | 351 | 2728198.9 | 0.2574 | 375.6 | 2784077.7 | 33.6 |  | New SCR | 0.2285 | 0.06 | 84.7 |  |  | 84.7
OK | Horseshoe Lake | 2951 | 7 | Oklahoma | 1963-06-12 | 3360 | 27 | 35.5089 | -97.1789 | ARP | Combined cycle | Pipeline Natural Gas | Residual Oil |  | Electric Utility |  | 0.1895 | 357.299 | 3633072.343 | 0.1437 | 252.32 | 3387054.145 | 0.1399 | 239.524 | 3088332.391 | 0.1615 | 254.839 | 2949908.613 | 0.2126 | 141.427 | 1317250.637 | 0.1431 | 200.762 | 2696738.694 | 0.1367 | 315.641 | 4485337.607 | 0.1285 | 300.844 | 4583649.767 | 0.1493 | 365.3 | 4653859.6 | 0.1559 | 318.6 | 3830768.3 | 37.7 | None Reported | Water Injection | 0.1285 | 0.0771 | 188.6 |  |  | 188.6
OK | Horseshoe Lake | 2951 | 8 | Oklahoma | 1969-06-12 | 5201 | 443 | 35.5089 | -97.1789 | ARP | Tangentially-fired | Pipeline Natural Gas |  |  | Electric Utility | Electric Services | 0.2288 | 513.471 | 3470961.6 | 0.1914 | 375.003 | 3331004.504 | 0.1771 | 345.216 | 3016351.063 | 0.1164 | 286.974 | 4160309.068 | 0.1198 | 403.603 | 5903077.334 | 0.0951 | 93.564 | 1844706.028 | 0.1168 | 163.386 | 2382164.415 | 0.1247 | 426.905 | 5904903.252 | 0.1091 | 270.2 | 4244154.2 | 0.1356 | 497.5 | 6019650.7 | 22.2 |  | Low Ozone Season Rate | 0.0951 | 0.0951 | 235.5 |  |  | 235.5
OK | Horseshoe Lake | 2951 | 9 | Oklahoma | 2000-06-15 | 550 | 60.5 | 35.5089 | -97.1789 | ARP | Combustion turbine | Pipeline Natural Gas |  | Water Injection | Electric Utility |  | 0.0857 | 0.951 | 22518.685 | 0.0719 | 5.535 | 159633.416 | 0.2276 | 13.549 | 125906.347 | 0.0578 | 3.714 | 129265.633 | 0.0838 | 2.037 | 50020.582 | 0.0927 | 1.561 | 37941.614 | 0.0915 | 3.671 | 82236.636 | 0.0838 | 1.875 | 45133.47 | 0.0885 | 7.8 | 185581.5 | 0.089 | 3.9 | 94721.3 | 9.2 | Water Injection | Low Ozone Season Rate | 0.0578 | 0.0578 | 5.1 |  |  | 5.1
OK | Horseshoe Lake | 2951 | 10 | Oklahoma | 2000-06-14 | 550 | 60.5 | 35.5089 | -97.1789 | ARP | Combustion turbine | Pipeline Natural Gas |  | Water Injection | Electric Utility |  | 0.0678 | 5.005 | 151658.953 | 0.0624 | 4.944 | 164700.035 | 0.1251 | 6.969 | 116542.67 | 0.0776 | 4.042 | 106820.744 | 0.1102 | 1.745 | 35272.475 | 0.0946 | 1.794 | 42103.057 | 0.1029 | 3.126 | 65665.044 | 0.1005 | 10.186 | 214777.383 | 0.0935 | 7.2 | 168484.9 | 0.1027 | 4.1 | 91273.2 | 8.3 | Water Injection | Low Ozone Season Rate | 0.0624 | 0.0624 | 4.8 |  |  | 4.8
OK | Hugo | 6772 | 1 | Choctaw | 1982-04-01 | 6450 | 446 | 34.0158 | -95.3206 | ARP | Dry bottom wall-fired boiler | Coal | Diesel Oil | Low NOx Burner Technology w/ Overfire Air | Electric Utility | Electric Services | 0.2265 | 1515.177 | 13100000 | 0.2323 | 1945.866 | 16500000 | 0.2355 | 1881.282 | 15800000 | 0.2322 | 1617.474 | 13700000 | 0.1861 | 1638.201 | 17600000 | 0.188 | 1437.612 | 15200000 | 0.1834 | 1350.667 | 14600000 | 0.1936 | 1264.223 | 13100000 | 0.1829 | 1289.4 | 14100000 | 0.1782 | 1123.7 | 12400000 | 59.3 |  | New SCR | 0.1782 | 0.06 | 423 |  |  | 423
OK | McClain Energy Facility | 55457 | CT1 | McClain | 2001-03-31 | 1818 | 150.1 | 35.2979 | -97.5896 | ARP | Combined cycle | Pipeline Natural Gas |  | Dry Low NOx Burners | Electric Utility |  | 0.0662 | 46.438 | 2486163.185 | 0.05 | 62.603 | 4104382.533 | 0.0291 | 61.64 | 4423404.817 | 0.0292 | 64.265 | 4765347.262 | 0.0279 | 67.757 | 4960896.93 | 0.0316 | 58.15 | 4134239.007 | 0.0286 | 74.112 | 5232248.572 | 0.0292 | 68.568 | 4805702.505 | 0.0305 | 70.6 | 4764423 | 0.0317 | 81.2 | 5209352.7 | 71.4 | Dry Low NOx Burners | Low Ozone Season Rate | 0.0279 | 0.0279 | 64.5 |  |  | 64.5
OK | McClain Energy Facility | 55457 | CT2 | McClain | 2001-04-04 | 1832 | 150.1 | 35.2979 | -97.5896 | ARP | Combined cycle | Pipeline Natural Gas |  | Dry Low NOx Burners | Electric Utility |  | 0.079 | 42.1 | 2157364.664 | 0.068 | 68.4 | 3873875.249 | 0.0302 | 61.348 | 4384662.409 | 0.0291 | 65.854 | 4757340.732 | 0.028 | 66.83 | 4950892.993 | 0.0327 | 61.105 | 4141116.46 | 0.0299 | 78.974 | 5303874.724 | 0.03 | 72.339 | 4886539.686 | 0.0277 | 73.6 | 5355734.6 | 0.031 | 75.6 | 4911199.4 | 79.6 | Dry Low NOx Burners | Low Ozone Season Rate | 0.0277 | 0.0277 | 73.6 |  |  | 73.6
OK | Mooreland | 3008 | 1 | Woodward | 1964-03-27 | 756 | 45 | 36.4375 | -99.2208 | ARP | Dry bottom wall-fired boiler | Pipeline Natural Gas |  |  | Electric Utility | Electric Services | 0.247 | 5.117 | 32433.728 | [6 empty] | 0.3045 | 16.913 | 96668.533 | 0.2611 | 3.932 | 29629.379 | 0.3539 | 11.088 | 52930.492 | 0.2713 | 4.062 | 25151.25 | 0.3258 | 10.762 | 52018.173 |  |  | 0 | 0.294 | 48.6 | 267927.1 | 0 |  | New SNCR | 0.247 | 0.1482 | 0 |  |  | 0
OK | Mooreland | 3008 | 2 | Woodward | 1968-05-13 | 1624 | 125 | 36.4375 | -99.2208 | ARP | Dry bottom wall-fired boiler | Pipeline Natural Gas |  |  | Electric Utility | Electric Services | 0.1246 | 90.899 | 943806.352 | 0.1058 | 26.38 | 344314.293 | 0.1235 | 84.535 | 1117030.808 | 0.1209 | 103.099 | 1058025.186 | 0.1039 | 71.19 | 1051916.1 | 0.1336 | 90.3 | 1076124.781 | 0.1295 | 127.983 | 1679950.354 | 0.129 | 103.641 | 1304915.524 | 0.1422 | 114.2 | 1404730.3 | 0.1354 | 105.6 | 1292672.7 | 23.6 |  | New SNCR | 0.1039 | 0.06234 | 50.1 |  |  | 50.1
OK | Mooreland | 3008 | 3 | Woodward | 1975-04-29 | 1755 | 135 | 36.4375 | -99.2208 | ARP | Dry bottom wall-fired boiler | Pipeline Natural Gas |  | Other<br>Overfire Air | Electric Utility | Electric Services | 0.1424 | 72.873 | 963513.191 | 0.1203 | 6.575 | 95560.894 | 0.1263 | 21.036 | 295996.588 | 0.1417 | 89.387 | 1200261.584 | 0.1331 | 29.183 | 415257.327 | 0.1346 | 49.343 | 662234.434 | 0.1303 | 94.483 | 1366820.695 | 0.1296 | 138.026 | 1982370.685 | 0.1332 | 113.3 | 1600846.4 | 0.1224 | 71.5 | 1080048 | 24.8 |  | New SNCR | 0.1203 | 0.07218 | 61.4 |  |  | 61.4
OK | Muskogee | 2952 | 3 | Muskogee | 1956-05-27 | 1870 | 173 | 35.7617 | -95.2847 | ARP | Dry bottom wall-fired boiler | Pipeline Natural Gas |  |  | Electric Utility | Electric Services | 0.2257 | 168.235 | 1334659.721 | 0.205 | 107.309 | 981665.452 | 0.2339 | 130.673 | 990535.491 | 0.2726 | 136.633 | 992147.065 | 0.2652 | 318.904 | 2052325.566 | 0.2368 | 175.051 | 1232405.268 | [8 empty] | 0 |  |  |  | 0 |  | New SNCR | 0.205 | 0.123 | 0 |  |  | 0
OK | Muskogee | 2952 | 4 | Muskogee | 1977-12-31 | 6000 | 572 | 35.7617 | -95.2847 | ARP | Tangentially-fired | Coal | Pipeline Natural Gas | Overfire Air | Electric Utility | Electric Services | 0.2568 | 2032.303 | 15700000 | 0.2698 | 1911.332 | 14200000 | 0.2923 | 2702.484 | 18400000 | 0.2926 | 2551.319 | 17300000 | 0.2826 | 1399.486 | 9926124.906 | 0.2682 | 2117.101 | 15700000 | 0.3205 | 2453.146 | 15400000 | 0.3459 | 2460.358 | 13700000 | 0.2969 | 2216.2 | 14600000 | 0.2676 | 1991.1 | 14700000 | 66.5 |  | New SCR | 0.2568 | 0.06 | 447.9 |  |  | 447.9
OK | Muskogee | 2952 | 5 | Muskogee | 1978-10-18 | 5876 | 572 | 35.7617 | -95.2847 | ARP | Tangentially-fired | Coal | Pipeline Natural Gas | Overfire Air | Electric Utility | Electric Services | 0.3432 | 3087.477 | 17800000 | 0.3564 | 2258.82 | 12300000 | 0.2959 | 2432.487 | 16300000 | 0.3085 | 2525.907 | 16200000 | 0.3083 | 2528.806 | 16100000 | 0.3017 | 2727.569 | 17900000 | 0.2946 | 2256.885 | 15300000 | 0.3513 | 2428.6 | 13500000 | 0.326 | 2211.7 | 13500000 | 0.2672 | 1880.6 | 13600000 | 62.7 |  | New SCR | 0.2672 | 0.06 | 407.1 |  |  | 407.1
OK | Muskogee | 2952 | 6 | Muskogee | 1984-06-18 | 6163 | 572 | 35.7617 | -95.2847 | ARP | Tangentially-fired | Coal | Pipeline Natural Gas | Overfire Air | Electric Utility | Electric Services | 0.3244 | 3084.027 | 18700000 | 0.3144 | 2572.64 | 16000000 | 0.3436 | 3061.698 | 17400000 | 0.3595 | 2490.922 | 13400000 | 0.3137 | 2371.866 | 14700000 | 0.3575 | 3056.668 | 16900000 | 0.3252 | 2403.917 | 14300000 | 0.3373 | 2508.877 | 14300000 | 0.33 | 2691 | 15900000 | 0.288 | 2374.7 | 15700000 | 70.1 |  | New SCR | 0.288 | 0.06 | 489.3 |  |  | 489.3
OK | Mustang | 2953 | 1 | Canadian | 1950-05-05 | 654 | 82 | 35.4711 | -97.6733 | ARP | Wet bottom wall-fired boiler | Pipeline Natural Gas |  |  | Electric Utility | Electric Services | 0.2212 | 4.923 | 42200.55 | 0.2027 | 4.411 | 42161.056 | 0.2029 | 4.321 | 41864.288 | 0.2098 | 5.675 | 52456.297 | 0.2072 | 8.398 | 78500.029 | 0.2011 | 4.134 | 40493.853 | 0.2024 | 14.882 | 145394.435 | 0.1495 | 49.247 | 648384.002 | 0.1435 | 26.6 | 364304.8 | 0.1427 | 14.7 | 202390 | 15.2 |  | New SNCR | 0.1427 | 0.08562 | 15.9 |  |  | 15.9
OK | Mustang | 2953 | 2 | Canadian | 1951-03-30 | 673 | 63 | 35.4711 | -97.6733 | ARP | Wet bottom wall-fired boiler | Pipeline Natural Gas |  |  | Electric Utility | Electric Services | 0.2025 | 4.739 | 44531.818 | 0.1903 | 3.923 | 40202.692 | 0.1577 | 1.258 | 14823.91 | 0.1184 | 1.62 | 26874.286 | 0.1448 | 6.133 | 76012.523 | 0.1339 | 2.749 | 37530.239 | 0.1356 | 11.086 | 148501.25 | 0.1173 | 38.301 | 636545.51 | 0.1137 | 24.4 | 421621.3 | 0.1169 | 16 | 268951.2 | 17.1 |  | New SNCR | 0.1137 | 0.06822 | 14.7 |  |  | 14.7
OK | Mustang | 2953 | 3 | Canadian | 1955-06-05 | 1255 | 133 | 35.4711 | -97.6733 | ARP | Dry bottom wall-fired boiler | Pipeline Natural Gas |  |  | Electric Utility | Electric Services | 0.2218 | 161.965 | 1247824.862 | 0.2165 | 178.124 | 1438811.171 | 0.2219 | 122.627 | 980431.495 | 0.2218 | 82.703 | 661580.803 | 0.2387 | 164.493 | 1283498.996 | 0.2122 | 215.276 | 1866361.077 | 0.2141 | 142.425 | 1211209.369 | 0.1984 | 185.24 | 1700656.523 | 0.2406 | 318.3 | 2562029.2 | 0.2891 | 270.9 | 1802438.7 | 55.6 |  | New SCR | 0.1984 | 0.06 | 79.4 |  |  | 79.4
OK | Mustang | 2953 | 4 | Canadian | 1959-06-25 | 2638 | 253 | 35.4711 | -97.6733 | ARP | Dry bottom wall-fired boiler | Pipeline Natural Gas |  |  | Electric Utility | Electric Services | 0.3255 | 691.898 | 3885279.3 | 0.3117 | 446.483 | 2584616.776 | 0.3354 | 550.492 | 2777316.431 | 0.3707 | 663.071 | 3161145.707 | 0.3434 | 716.228 | 3847486.292 | 0.2958 | 618.769 | 3832064.313 | 0.3212 | 490.673 | 2884013.987 | 0.3849 | 397.387 | 1884096.557 | 0.335 | 810.5 | 4363918 | 0.3205 | 618.1 | 3343121.6 | 45.1 |  | New SCR | 0.2958 | 0.06 | 145.2 |  |  | 145.2
OK | Northeastern | 2963 | 3302 | Rogers | 1970-06-30 | 4754 | 473 | 36.4317 | -95.7008 | ARP | Cell burner boiler | Pipeline Natural Gas | Diesel Oil |  | Electric Utility | Electric Services | 0.4014 | 1747.248 | 7347563.15 | 0.3468 | 473.726 | 2066129.525 | 0.4557 | 2333.735 | 8654631.6 | 0.4443 | 2338.775 | 9108023.95 | 0.3613 | 790.758 | 3785709.275 | 0.358 | 1458.775 | 7244187.018 | 0.3567 | 905.733 | 4515533.875 | 0.3903 | 1772.455 | 8298493.271 | 0.4388 | 1945.9 | 7877877.2 | 0.4375 | 1717 | 6957295 | 45.1 |  | New SCR | 0.3468 | 0.06936 | 307.6 |  |  | 307.6
OK | Northeastern | 2963 | 3313 | Rogers | 1979-06-30 | 4775 | 473 | 36.4317 | -95.7008 | ARP | Tangentially-fired | Coal |  | Low NOx Burner Technology w/ Closed-coupled OFA | Electric Utility | Electric Services | 0.3834 | 2824.675 | 14800000 | 0.3657 | 2467.833 | 13600000 | 0.3562 | 2513.658 | 14000000 | 0.4 | 3027.091 | 15100000 | 0.333 | 2622.144 | 15700000 | 0.3675 | 2390.136 | 13100000 | 0.381 | 3026.331 | 15900000 | 0.3677 | 2780.26 | 15000000 | 0.3914 | 2939.4 | 15000000 | 0.1515 | 1106.6 | 14600000 | 85.8 |  | New SCR | 0.1515 | 0.06 | 450.6 | Shutdown | Gas Combined Cycle Replacement | 71.3 | 2868.1
OK | Northeastern | 2963 | 3314 | Rogers | 1980-06-30 | 4860 | 473 | 36.4317 | -95.7008 | ARP | Tangentially-fired | Coal |  | Low NOx Burner Technology w/ Closed-coupled OFA | Electric Utility | Electric Services | 0.3866 | 2941.201 | 15200000 | 0.3728 | 3022.407 | 16200000 | 0.368 | 2558.934 | 13900000 | 0.4085 | 3304.834 | 16100000 | 0.335 | 1986.276 | 11600000 | 0.3815 | 2990.975 | 15600000 | 0.3822 | 2933.109 | 15300000 | 0.3783 | 2492.337 | 13100000 | 0.396 | 3244.1 | 16400000 | 0.1509 | 1097.8 | 14600000 | 91.7 |  | New SCR | 0.1509 | 0.06 | 491.5 | Shutdown | Gas Combined Cycle Replacement | 77.9 | 3166.2
OK | Northeastern | 2963 | 3301A | Rogers | 2001-06-01 | 1783 | 178.5 | 36.4317 | -95.7008 | ARP | Combined cycle | Pipeline Natural Gas |  |  | Electric Utility |  | 0.0266 | 43.766 | 3337935.2 | 0.0356 | 58.705 | 3445036.1 | 0.04 | 101.132 | 5115860.625 | 0.0395 | 65.458 | 3444219.525 | 0.0361 | 88.821 | 4917054.075 | 0.0369 | 73.635 | 4396975.57 | 0.0326 | 61.384 | 3934873.077 | 0.0363 | 74.532 | 4240500.359 | 0.0397 | 88.2 | 4537700.2 | 0.037 | 87.9 | 4891997.8 | 69.3 |  | Low Ozone Season Rate | 0.0266 | 0.0266 | 59.1 |  |  | 59.1
OK | Northeastern | 2963 | 3301B | Rogers | 2001-06-01 | 1783 | 178.5 | 36.4317 | -95.7008 | ARP | Combined cycle | Pipeline Natural Gas |  |  | Electric Utility |  | 0.0329 | 56.098 | 3387744.075 | 0.0338 | 44.936 | 2791978.9 | 0.0343 | 89.115 | 5246637 | 0.0368 | 55.62 | 3216005.7 | 0.0342 | 76.849 | 4703856.65 | 0.0357 | 85.246 | 4921168.176 | 0.035 | 61.015 | 3779502.38 | 0.0363 | 72.073 | 4028062.86 | 0.0313 | 73.2 | 4718498 | 0.0331 | 73.3 | 4522602.7 | 72.1 |  | Low Ozone Season Rate | 0.0313 | 0.0313 | 73.2 |  |  | 73.2
OK | Oneta Energy Center | 55225 | CTG-1 | Wagoner | 2002-06-01 | 4585 | 176 | 36.0119 | -95.6967 | ARP | Combined cycle | Pipeline Natural Gas |  | Dry Low NOx Burners | Electric Utility |  | 0.0553 | 14.793 | 791006.026 | 0.0478 | 5.613 | 342321.455 | 0.0447 | 17.53 | 1106614.314 | 0.0382 | 24.913 | 1665163.074 | 0.0373 | 41.199 | 2798086.828 | 0.0408 | 38.245 | 2296003.304 | 0.0333 | 45.792 | 3130005.802 | 0.0565 | 63.466 | 3461220.281 | 0.0534 | 56.4 | 3224013.6 | 0.0427 | 65.4 | 3962016.6 | 19.1 | Dry Low NOx Burners | Low Ozone Season Rate | 0.0333 | 0.0333 | 35.2 |  |  | 35.2
OK | Oneta Energy Center | 55225 | CTG-2 | Wagoner | 2002-06-01 | 4585 | 176 | 36.0119 | -95.6967 | ARP | Combined cycle | Pipeline Natural Gas |  | Dry Low NOx Burners | Electric Utility |  | 0.0471 | 10.248 | 641406.484 | 0.0508 | 14.239 | 817390.693 | 0.0456 | 20.421 | 1328674.46 | 0.0325 | 24.136 | 1822923.15 | 0.0377 | 40.652 | 2781797.887 | 0.0416 | 33.097 | 1961660.509 | 0.0379 | 48.752 | 3045087.661 | 0.0556 | 63.802 | 3477826.493 | 0.0505 | 57 | 3201389.1 | 0.0502 | 62.1 | 3497851.9 | 19 | Dry Low NOx Burners | Low Ozone Season Rate | 0.0325 | 0.0325 | 36.7 |  |  | 36.7
OK | Oneta Energy Center | 55225 | CTG-3 | Wagoner | 2002-11-01 | 4585 | 176 | 36.0119 | -95.6967 | ARP | Combined cycle | Pipeline Natural Gas |  | Dry Low NOx Burners | Electric Utility |  | 0.3009 | 236.547 | 1611254.957 | 0.0407 | 25.13 | 1665239.598 | 0.0493 | 13.643 | 845639.956 | 0.041 | 30.102 | 1956841.469 | 0.0385 | 52.056 | 3557952.997 | 0.0449 | 34.783 | 1975800.181 | 0.0473 | 54.603 | 3011809.194 | 0.0536 | 52.812 | 2942759.096 | 0.0483 | 56.7 | 3419843.5 | 0.0525 | 60 | 3334069.2 | 20.3 | Dry Low NOx Burners | Low Ozone Season Rate | 0.0385 | 0.0385 | 45.2 |  |  | 45.2
OK | Oneta Energy Center | 55225 | CTG-4 | Wagoner | 2002-11-07 | 4585 | 176 | 36.0119 | -95.6967 | ARP | Combined cycle | Pipeline Natural Gas |  | Dry Low NOx Burners | Electric Utility |  | 0.2494 | 244.635 | 2009302.06 | 0.0397 | 26.648 | 1869376.713 | 0.0435 | 18.728 | 1319248.19 | 0.0332 | 26.11 | 1990765.28 | 0.0353 | 37.807 | 2814598.473 | 0.0437 | 34.356 | 1987610.585 | 0.0504 | 62.467 | 3265136.83 | 0.0509 | 66.819 | 3696782.366 | 0.0563 | 56.1 | 3000645.8 | 0.0565 | 63.2 | 3371770 | 17.8 | Dry Low NOx Burners | Low Ozone Season Rate | 0.0332 | 0.0332 | 33.1 |  |  | 33.1
OK | Ponca | 762 | 2 | Kay | 1977-10-01 | 493 | 48 | 36.7205 | -97.0868 | ARP | Dry bottom wall-fired boiler | Pipeline Natural Gas |  |  | Electric Utility | Electric Services | 0.1626 | 0.739 | 8681.345 | 0.1555 | 0.207 | 2279.503 | 0.1607 | 0.465 | 5573.586 | 0.1645 | 1.875 | 21026.773 | 0.1784 | 0.334 | 3733.573 | 0.1949 | 0.492 | 4978.937 | 0.1797 | 0.136 | 1446.288 | 0.1787 | 0.174 | 1895.209 | 0.1849 | 1.9 | 20311.2 | 0.126 | 0.1 | 2014.1 | 1.1 |  | New SNCR | 0.126 | 0.0756 | 0.8 |  |  | 0.8
OK | Ponca | 762 | 3 | Kay | 1995-06-01 | 725 |  | 36.7205 | -97.0868 | ARP | Combined cycle | Pipeline Natural Gas | Diesel Oil | Water Injection | Electric Utility |  | 0.0873 | 13.54 | 330168.199 | 0.0783 | 19.613 | 475624.382 | 0.0867 | 22.459 | 516508.739 | 0.0833 | 25.129 | 601867.291 | 0.0805 | 18.508 | 456107.318 | 0.0791 | 17.085 | 442891.658 | 0.0826 | 6.431 | 154540.489 | 0.087 | 11.588 | 271356.611 | 0.0836 | 15.5 | 378068.5 | 0.0824 | 17.2 | 423106.6 | 14.2 | Water Injection | Low Ozone Season Rate | 0.0783 | 0.0783 | 14.5 |  |  | 14.5
OK | Ponca | 762 | 4 | Kay | 2003-06-06 | 409.8 |  | 36.7205 | -97.0868 | ARP | Combustion turbine | Pipeline Natural Gas |  | Water Injection | Electric Utility |  | 0.0803 | 4.659 | 114620.973 | 0.0804 | 7.555 | 184457.08 | 0.084 | 11.995 | 285591.648 | 0.084 | 9.638 | 229483.024 | 0.084 | 9.94 | 236670.757 | 0.084 | 2.862 | 68146.516 | 0.0732 | 1.696 | 47035.655 | 0.1129 | 5.386 | 94696.944 | 0.0725 | 3 | 83012.4 | 0.0717 | 6.7 | 186384 | 5.5 | Water Injection | Low Ozone Season Rate | 0.0717 | 0.0717 | 3 |  |  | 3
OK | Redbud Power Plant | 55463 | CT-01 | Oklahoma | 2003-07-18 | 2750 | 198.9 | 35.6853 | -97.2242 | ARP | Combined cycle | Pipeline Natural Gas |  | Dry Low NOx Burners<br>Selective Catalytic Reduction | Electric Utility |  | 0.0135 | 0.15 | 25754.525 | 0.0458 | 4.942 | 418539.8 | 0.024 | 16.516 | 2061495.9 | 0.0213 | 32.724 | 4244177.3 | 0.0319 | 25.854 | 3330192.75 | 0.0254 | 25.056 | 3442123.45 | 0.025 | 28.083 | 4093104.05 | 0.0117 | 26.787 | 5207216.04 | 0.0156 | 29.4 | 4862939.2 | 0.0104 | 34.2 | 6628641.2 | 48.2 | Dry Low NOx Burners<br>Selective Catalytic Reduction | Existing SCR | 0.0104 | 0.0104 | 19.6 |  |  | 19.6
OK | Redbud Power Plant | 55463 | CT-02 | Oklahoma | 2003-04-18 | 2820 | 198.9 | 35.6853 | -97.2242 | ARP | Combined cycle | Pipeline Natural Gas |  | Dry Low NOx Burners<br>Selective Catalytic Reduction | Electric Utility |  | 0.0644 | 8.855 | 569633.4 | 0.0356 | 8.86 | 897457.225 | 0.0297 | 25.604 | 2733683.55 | 0.0214 | 27.269 | 3647595.45 | 0.0253 | 22.864 | 3135815.325 | 0.0233 | 22.248 | 3185071.425 | 0.0245 | 32.133 | 4542010.8 | 0.0138 | 22.751 | 3858407.461 | 0.0148 | 29.3 | 4555704 | 0.0115 | 32.3 | 5748420.3 | 44 | Dry Low NOx Burners<br>Selective Catalytic Reduction | Existing SCR | 0.0115 | 0.0115 | 22.7 |  |  | 22.7
OK | Redbud Power Plant | 55463 | CT-03 | Oklahoma | 2003-04-08 | 2750 | 198.9 | 35.6853 | -97.2242 | ARP | Combined cycle | Pipeline Natural Gas |  | Dry Low NOx Burners<br>Selective Catalytic Reduction | Electric Utility |  | 0.0427 | 4.801 | 477620.325 | 0.0383 | 16.037 | 1679060.85 | 0.0336 | 19.887 | 2001934.325 | 0.0215 | 25.365 | 3464466.975 | 0.0281 | 21.321 | 2869937.1 | 0.0224 | 21.134 | 3234993.775 | 0.0276 | 26.01 | 3487501.475 | 0.0152 | 24.701 | 4049227.567 | 0.0132 | 28.9 | 5047457.2 | 0.0114 | 34 | 6183199.2 | 50 | Dry Low NOx Burners<br>Selective Catalytic Reduction | Existing SCR | 0.0114 | 0.0114 | 25 |  |  | 25
OK | Redbud Power Plant | 55463 | CT-04 | Oklahoma | 2003-06-26 | 2750 | 198.9 | 35.6853 | -97.2242 | ARP | Combined cycle | Pipeline Natural Gas |  | Dry Low NOx Burners<br>Selective Catalytic Reduction | Electric Utility |  | 0.0316 | 3.093 | 386790.1 | 0.0353 | 9.37 | 1001780.85 | 0.0287 | 23.512 | 2599649.9 | 0.0185 | 25.095 | 3737172.525 | 0.0256 | 21.307 | 3061595.95 | 0.0281 | 22.337 | 3202830.65 | 0.0223 | 26.833 | 4110560 | 0.0105 | 29.118 | 5697812.129 | 0.0157 | 32.1 | 5029509.8 | 0.0121 | 26.8 | 4582708.3 | 49.8 | Dry Low NOx Burners<br>Selective Catalytic Reduction | Existing SCR | 0.0105 | 0.0105 | 21.5 |  |  | 21.5
OK | Riverside (4940) | 4940 | 1501 | Tulsa | 1974-06-30 | 4684 | 473 | 35.9978 | -95.9567 | ARP | Dry bottom wall-fired boiler | Pipeline Natural Gas | Diesel Oil |  | Electric Utility | Electric Services | 0.1987 | 539.11 | 4800525.6 | 0.232 | 195.47 | 1450989.75 | 0.2777 | 1082.192 | 7167451.775 | 0.2717 | 1054.632 | 7449951.9 | 0.3181 | 943.85 | 5498341.718 | 0.2178 | 597.265 | 4998951.764 | 0.2445 | 772.061 | 6058773.193 | 0.2268 | 492.695 | 4263138.471 | 0.2475 | 782.4 | 6222961.9 | 0.2209 | 437.4 | 3785869.7 | 36.2 |  | New SCR | 0.1987 | 0.06 | 189.7 |  |  | 189.7
OK | Riverside (4940) | 4940 | 1502 | Tulsa | 1976-06-30 | 4766 | 473 | 35.9978 | -95.9567 | ARP | Dry bottom wall-fired boiler | Pipeline Natural Gas | Residual Oil |  | Electric Utility | Electric Services | 0.2063 | 683.828 | 6325706.4 | 0.264 | 911.695 | 6364910.825 | 0.267 | 927.491 | 6352230.225 | 0.2554 | 816.8 | 6062909.1 | 0.2118 | 651.054 | 5770435.855 | 0.2083 | 705.108 | 6357354.481 | 0.2057 | 593.705 | 5530505.721 | 0.2247 | 775.276 | 6559178.396 | 0.2875 | 960.4 | 6307009.6 | 0.2476 | 907.2 | 6684520.1 | 36 |  | New SCR | 0.2057 | 0.06 | 200.4 |  |  | 200.4
OK | Riverside (4940) | 4940 | 1503 | Tulsa | 1999-06-01 | 1150 | 86.5 | 35.9978 | -95.9567 | ARP | Combustion turbine | Pipeline Natural Gas |  | Combustion Modification/Fuel Reburning | Electric Utility | [16 empty] | 0.2258 | 38.452 | 340648 | 0.0304 | 1.045 | 67391 | 0.0307 | 3.574 | 230585.9 | 0.2526 | 21.9 | 321618.8 | 0.266 | 20.1 | 256339.9 | 7.6 | Combustion Modification/Fuel Reburning | Low Ozone Season Rate | 0.0304 | 0.0304 | 2.6 |  |  | 2.6
OK | Riverside (4940) | 4940 | 1504 | Tulsa | 1999-06-01 | 1150 | 86.5 | 35.9978 | -95.9567 | ARP | Combustion turbine | Pipeline Natural Gas |  | Combustion Modification/Fuel Reburning | Electric Utility | [16 empty] | 0.1473 | 17.228 | 233926 | 0.0301 | 0.662 | 44162.4 | 0.0301 | 2.548 | 169837.4 | 0.5565 | 86.8 | 308812.2 | 0.1898 | 11.2 | 232830.2 | 7.3 | Combustion Modification/Fuel Reburning | Low Ozone Season Rate | 0.0301 | 0.0301 | 4.7 |  |  | 4.7
OK | Seminole (2956) | 2956 | 1 | Seminole | 1971-03-29 | 5182 | 567 | 34.9678 | -96.7242 | ARP | Dry bottom wall-fired boiler | Pipeline Natural Gas |  |  | Electric Utility | Electric Services | 0.1694 | 530.179 | 6141033.472 | 0.1612 | 541.979 | 6573374.342 | 0.1698 | 473.282 | 5664963.077 | 0.1948 | 464.499 | 4798232.073 | 0.1788 | 546.132 | 6007049.162 | 0.1897 | 532.803 | 5611617.281 | 0.1733 | 660.036 | 6873578.341 | 0.1392 | 511.776 | 6440515.888 | 0.176 | 765.7 | 7276466.5 | 0.169 | 755.4 | 7231097.8 | 38.2 |  | New SCR | 0.1392 | 0.06 | 261.1 |  |  | 261.1
OK | Seminole (2956) | 2956 | 2 | Seminole | 1973-02-03 | 5168 | 567 | 34.9678 | -96.7242 | ARP | Dry bottom wall-fired boiler | Pipeline Natural Gas |  |  | Electric Utility | Electric Services | 0.2169 | 626.687 | 5390870.8 | 0.2378 | 864.915 | 6841125.416 | 0.2195 | 748.239 | 6302092.742 | 0.2197 | 697.958 | 5879786.852 | 0.231 | 854.884 | 6576212.637 | 0.23 | 689.294 | 5345670.978 | 0.2074 | 909.043 | 7440006.44 | 0.1554 | 507.28 | 5366529.001 | 0.1886 | 945.2 | 7914160.5 | 0.1724 | 723.7 | 6688176.7 | 41.7 |  | New SCR | 0.1554 | 0.06 | 300.7 |  |  | 300.7
OK | Seminole (2956) | 2956 | 3 | Seminole | 1975-06-16 | 5177 | 567 | 34.9678 | -96.7242 | ARP | Dry bottom wall-fired boiler | Pipeline Natural Gas | Residual Oil |  | Electric Utility | Electric Services | 0.2263 | 664.207 | 5781977.704 | 0.2162 | 783.273 | 7413233.93 | 0.2048 | 747.652 | 7499137.346 | 0.1938 | 657.714 | 7082527.877 | 0.2117 | 570.815 | 5712746.617 | 0.2242 | 658.854 | 5930133.472 | 0.1579 | 338.88 | 3797882.133 | 0.1432 | 517.577 | 6775261.98 | 0.1538 | 605.7 | 7877917 | 0.1629 | 641.2 | 7889247 | 41.4 |  | New SCR | 0.1432 | 0.06 | 236.3 |  |  | 236.3
OK | Sooner | 6095 | 1 | Noble | 1979-11-10 | 6128 | 569 | 36.4537 | -97.0527 | ARP | Tangentially-fired | Coal | Diesel Oil | Overfire Air | Electric Utility | Electric Services | 0.3266 | 2920.623 | 17700000 | 0.387 | 2999.68 | 15400000 | 0.3822 | 3376.266 | 17400000 | 0.3743 | 3193.455 | 16900000 | 0.3447 | 3263.153 | 18700000 | 0.3095 | 2611.871 | 16800000 | 0.3148 | 2225.556 | 14000000 | 0.313 | 2407.012 | 15300000 | 0.2965 | 2160 | 14500000 | 0.3295 | 2193.9 | 13000000 | 64.4 |  | New SCR | 0.2965 | 0.06 | 437.1 |  |  | 437.1
OK | Sooner | 6095 | 2 | Noble | 1980-12-29 | 6115 | 569 | 36.4537 | -97.0527 | ARP | Tangentially-fired | Coal | Diesel Oil | Overfire Air | Electric Utility | Electric Services | 0.2724 | 2311.286 | 16600000 | 0.3498 | 2955.262 | 16600000 | 0.314 | 2350.18 | 14500000 | 0.3266 | 2798.676 | 17000000 | 0.3145 | 1595.66 | 10000000 | 0.3378 | 2868.782 | 16900000 | 0.3171 | 2120.252 | 13400000 | 0.315 | 2190.445 | 13900000 | 0.3188 | 2580.1 | 16100000 | 0.3001 | 1922 | 13100000 | 71.8 |  | New SCR | 0.2724 | 0.06 | 485.6 |  |  | 485.6
OK | Southwestern | 2964 | 8002 | Caddo | 1954-02-01 | 940 | 84 | 35.1009 | -98.3524 | ARP | Dry bottom wall-fired boiler | Pipeline Natural Gas |  |  | Electric Utility | Electric Services | 0.0519 | 17.798 | 172289.375 | 0.0944 | 9.288 | 68812.05 | 0.0861 | 32.218 | 203798.362 | 0.0593 | 28.071 | 170266.24 | 0.0433 | 11.202 | 105138.08 | 0.0461 | 7.242 | 79227.424 | 0.1213 | 26.768 | 174593.388 | 0.1955 | 62.032 | 457714.705 | 0.3041 | 115.5 | 683953.7 | 0.1752 | 7.7 | 56826.4 | 19.8 |  | Low Ozone Season Rate | 0.0433 | 0.0433 | 16.4 |  |  | 16.4
OK | Southwestern | 2964 | 8003 | Caddo | 1967-05-01 | 3290 | 315 | 35.1009 | -98.3524 | ARP | Cell burner boiler | Pipeline Natural Gas | Diesel Oil |  | Electric Utility | Electric Services | 0.476 | 1507.535 | 4430883.875 | 0.3321 | 860.511 | 3322169.525 | 0.4226 | 1410.921 | 4717379.354 | 0.4125 | 1139.152 | 3812454.622 | 0.3996 | 928.39 | 3405724.438 | 0.4102 | 1318.469 | 4519623.841 | 0.3581 | 1000.107 | 4231419 | 0.3699 | 1153.866 | 4603799.61 | 0.3887 | 1176.3 | 4104929.1 | 0.3999 | 1185 | 3851790.7 | 34 |  | New SCR | 0.3321 | 0.06642 | 201 |  |  | 201
OK | Southwestern | 2964 | 8004 | Caddo | 1999-06-01 | 1150 | 86.5 | 35.1009 | -98.3524 | ARP | Combustion turbine | Pipeline Natural Gas |  | Combustion Modification/Fuel Reburning | Electric Utility | [16 empty] | 0.03 | 4.425 | 295372 | 0.0311 | 2.11 | 140660.3 | 0.0297 | 3.687 | 245828.7 | 0.2436 | 22.9 | 375991.1 | 0.218 | 17.9 | 336605.6 | 8.9 | Combustion Modification/Fuel Reburning | Low Ozone Season Rate | 0.0297 | 0.0297 | 2.8 |  |  | 2.8
OK | Southwestern | 2964 | 8005 | Caddo | 1999-06-01 | 1150 | 86.5 | 35.1009 | -98.3524 | ARP | Combustion turbine | Pipeline Natural Gas |  | Combustion Modification/Fuel Reburning | Electric Utility | [16 empty] | 0.031 | 4.225 | 272734 | 0.0315 | 1.847 | 119162.9 | 0.0303 | 3.096 | 199716.4 | 0.2301 | 21 | 376330.9 | 0.2176 | 16.5 | 309612.4 | 8.9 | Combustion Modification/Fuel Reburning | Low Ozone Season Rate | 0.0303 | 0.0303 | 2.8 |  |  | 2.8
OK | Southwestern | 2964 | 801N | Caddo | 1952-07-01 | 482 | 84 | 35.1009 | -98.3524 | ARP | Dry bottom wall-fired boiler | Pipeline Natural Gas |  |  | Electric Utility | Electric Services | 0.0426 | 7.211 | 72008.375 | 0.0996 | 3.703 | 34163.725 | 0.132 | 11.543 | 91163.747 | 0.0527 | 10.605 | 84604.194 | 0.0451 | 6.332 | 70090.772 | 0.0463 | 4.348 | 57750.519 | 0.1086 | 12.801 | 103024.873 | 0.1835 | 29.094 | 244029.555 | 0.2501 | 47.4 | 353019.6 | 0.2079 | 45.9 | 367255.6 | 19.9 |  | Low Ozone Season Rate | 0.0426 | 0.0426 | 8.1 |  |  | 8.1
OK | Southwestern | 2964 | 801S | Caddo | 1952-07-01 | 482 | 84 | 35.1009 | -98.3524 | ARP | Dry bottom wall-fired boiler | Pipeline Natural Gas |  |  | Electric Utility | Electric Services | 0.0408 | 6.884 | 66200.975 | 0.0741 | 2.949 | 28507.2 | 0.1073 | 10.463 | 87502.161 | 0.0482 | 8.956 | 75823.104 | 0.0436 | 5.615 | 67687.433 | 0.0472 | 4.004 | 57132.043 | 0.0846 | 9.859 | 102991.629 | 0.143 | 23.202 | 244058.339 | 0.2177 | 42 | 352920.4 | 0.2007 | 53.1 | 426814.3 | 19.9 |  | Low Ozone Season Rate | 0.0408 | 0.0408 | 7.9 |  |  | 7.9
OK | Spring Creek Power Plant | 55651 | CT-01 | Logan | 2001-05-01 | 1200 | 84.5 | 35.7422 | -97.655 | ARP | Combustion turbine | Pipeline Natural Gas |  | Dry Low NOx Burners | Electric Utility |  | 0.0534 | 1.273 | 89895.218 | 0.0508 | 0.92 | 65095.747 | 0.1139 | 0.523 | 9565.893 | 0.0519 | 0.707 | 47353.704 | 0.0439 | 3.896 | 264769.681 | 0.1367 | 1.667 | 24679.384 | 0.142 | 3.263 | 45953.065 | 0.0246 | 3.36 | 288191.009 | 0.0211 | 3.9 | 353531.9 | 0.0221 | 4.7 | 409355.1 | 8 | Dry Low NOx Burners | Low Ozone Season Rate | 0.0211 | 0.0211 | 3.9 |  |  | 3.9
OK | Spring Creek Power Plant | 55651 | CT-02 | Logan | 2001-05-01 | 1200 | 84.5 | 35.7422 | -97.655 | ARP | Combustion turbine | Pipeline Natural Gas |  | Dry Low NOx Burners | Electric Utility |  | 0.0506 | 1.019 | 79788.116 | 0.0454 | 0.783 | 66386.34 | 0.0972 | 0.565 | 12775.673 | 0.0522 | 0.862 | 64924.96 | 0.0437 | 4.049 | 291881.128 | 0.1477 | 2.529 | 34536.889 | 0.152 | 14.054 | 184922.095 | 0.0248 | 2.941 | 271927.88 | 0.0199 | 3.7 | 358197.7 | 0.0204 | 3.8 | 360107.8 | 8.1 | Dry Low NOx Burners | Low Ozone Season Rate | 0.0199 | 0.0199 | 3.7 |  |  | 3.7
OK | Spring Creek Power Plant | 55651 | CT-03 | Logan | 2001-05-15 | 1200 | 84.5 | 35.7422 | -97.655 | ARP | Combustion turbine | Pipeline Natural Gas |  | Dry Low NOx Burners | Electric Utility |  | 0.0583 | 2.948 | 142414.334 | 0.0641 | 1.776 | 82338.362 | 0.0783 | 1.291 | 42655.664 | 0.0513 | 3.063 | 204566.796 | 0.0447 | 3.933 | 283712.013 | 0.1264 | 1.855 | 30065.86 | 0.144 | 13.326 | 185084.92 | 0.0244 | 2.928 | 256712.559 | 0.0217 | 4 | 363243.1 | 0.022 | 3.2 | 285385.2 | 8.2 | Dry Low NOx Burners | Low Ozone Season Rate | 0.0217 | 0.0217 | 4 |  |  | 4
OK | Spring Creek Power Plant | 55651 | CT-04 | Logan | 2001-05-29 | 1200 | 84.5 | 35.7422 | -97.655 | ARP | Combustion turbine | Pipeline Natural Gas |  | Dry Low NOx Burners | Electric Utility |  | 0.0547 | 3.121 | 184851.269 | 0.0514 | 2.014 | 127664.429 | 0.0827 | 1.86 | 52978.512 | 0.0501 | 5.653 | 365587.574 | 0.049 | 4.396 | 290470.673 | 0.1534 | 2.938 | 38601.43 | 0.16 | 15.955 | 199437.915 | 0.0236 | 2.413 | 239568.086 | 0.0185 | 3.3 | 342944.5 | 0.0186 | 2.8 | 296233.9 | 7.8 | Dry Low NOx Burners | Low Ozone Season Rate | 0.0185 | 0.0185 | 3.3 |  |  | 3.3
OK | Tenaska Kiamichi Generating Station | 55501 | CTGDB1 | Pittsburg | 2002-11-23 | 2495 | 183.9 | 34.6831 | -95.9349 | ARP | Combined cycle | Pipeline Natural Gas |  | Dry Low NOx Burners | Electric Utility |  | 0.029 | 50.727 | 4017870.7 | 0.0453 | 58.108 | 3373408.15 | 0.0361 | 86.113 | 5358067.425 | 0.0336 | 72.719 | 4748917.175 | 0.0344 | 78.69 | 5127972.55 | 0.0333 | 82.797 | 5575784.709 | 0.0317 | 76.666 | 5460097.085 | 0.0295 | 71.596 | 5021051.421 | 0.0482 | 73.7 | 4106353.9 | 0.0358 | 84.9 | 5268004.8 | 44.8 | Dry Low NOx Burners | Low Ozone Season Rate | 0.029 | 0.029 | 44.3 |  |  | 44.3
OK | Tenaska Kiamichi Generating Station | 55501 | CTGDB2 | Pittsburg | 2002-12-08 | 2495 | 183.9 | 34.6831 | -95.9349 | ARP | Combined cycle | Pipeline Natural Gas |  | Dry Low NOx Burners | Electric Utility |  | 0.0299 | 54.192 | 4156767.475 | 0.0455 | 66.519 | 3885725.6 | 0.0334 | 82.229 | 5462951.775 | 0.0316 | 69.158 | 4793982.75 | 0.0317 | 70.964 | 5159797.95 | 0.0345 | 80.992 | 5491872.046 | 0.0344 | 81.48 | 5461252.289 | 0.0327 | 75.572 | 4732816.252 | 0.0492 | 72.2 | 4023474.4 | 0.0368 | 97.2 | 5815477.7 | 43.9 | Dry Low NOx Burners | Low Ozone Season Rate | 0.0299 | 0.0299 | 43.9 |  |  | 43.9
OK | Tenaska Kiamichi Generating Station | 55501 | CTGDB3 | Pittsburg | 2003-01-06 | 2495 | 183.9 | 34.6831 | -95.9349 | ARP | Combined cycle | Pipeline Natural Gas |  | Dry Low NOx Burners | Electric Utility |  | 0.0345 | 48.937 | 3463286.825 | 0.0452 | 74.216 | 4449383.35 | 0.0345 | 82.477 | 5393207.625 | 0.0312 | 84.571 | 5687040.85 | 0.0346 | 72.38 | 4806389.975 | 0.0339 | 80.115 | 5194273.109 | 0.0331 | 80.175 | 5454442.551 | 0.0299 | 74.459 | 5072011.519 | 0.0493 | 75.5 | 4111000.3 | 0.0307 | 84.4 | 5782873.4 | 44.9 | Dry Low NOx Burners | Low Ozone Season Rate | 0.0299 | 0.0299 | 45.8 |  |  | 45.8
OK | Tenaska Kiamichi Generating Station | 55501 | CTGDB4 | Pittsburg | 2003-01-12 | 2495 | 183.9 | 34.6831 | -95.9349 | ARP | Combined cycle | Pipeline Natural Gas |  | Dry Low NOx Burners | Electric Utility |  | 0.0313 | 45.509 | 3539696.975 | 0.0449 | 72.967 | 4307755.825 | 0.0339 | 80.733 | 5367715.1 | 0.0312 | 81.766 | 5619269.025 | 0.0352 | 80.739 | 5293261.85 | 0.0348 | 76.466 | 5110722.977 | 0.0347 | 81.94 | 5506411.431 | 0.0301 | 70.231 | 4817980.107 | 0.0518 | 77.6 | 4114049 | 0.0319 | 87.7 | 5882597.6 | 44.9 | Dry Low NOx Burners | Low Ozone Season Rate | 0.0301 | 0.0301 | 45.1 |  |  | 45.1
OK | Tulsa | 2965 | 1402 | Tulsa | 1956-10-01 | 1818 | 170 | 36.1125 | -95.9917 | ARP | Dry bottom wall-fired boiler | Pipeline Natural Gas |  |  | Electric Utility | Electric Services | 0.2072 | 172.182 | 1263012.064 | 0.2241 | 151.544 | 1092873.552 | 0.2862 | 398.033 | 2117435.167 | 0.2429 | 59.997 | 350421.066 | 0.2285 | 216.955 | 1495457.225 | 0.1969 | 134.617 | 1057384.225 | 0.1498 | 72.125 | 873153.701 | 0.1597 | 97.286 | 1029085.112 | 0.1665 | 111.1 | 1102922.4 | 0.1688 | 113.3 | 1104548.1 | 16.5 |  | New SNCR | 0.1498 | 0.08988 | 60 |  |  | 60
OK | Tulsa | 2965 | 1403 | Tulsa | 1957-12-01 | 1268 | 170 | 36.1125 | -95.9917 | ARP | Dry bottom wall-fired boiler | Pipeline Natural Gas |  |  | Electric Utility | Electric Services | [8 empty] | 0.392 | 0.3334 | 211.583 | 1271274.296 | 0.2497 | 12.946 | 93039.489 | 0.2612 | 10.941 | 79623.254 | 0.254 | 8.571 | 62152.911 | 0.342 | 19.203 | 112295.803 | 0.2311 | 34.3 | 284315 |  |  |  | 6.1 |  | New SNCR | 0.2311 | 0.13866 | 20.6 |  |  | 20.6
OK | Tulsa | 2965 | 1404 | Tulsa | 1958-03-01 | 1268 | 170 | 36.1125 | -95.9917 | ARP | Dry bottom wall-fired boiler | Pipeline Natural Gas |  |  | Electric Utility | Electric Services | 0.2108 | 170.514 | 1215611.661 | 0.2201 | 155.822 | 1084898.471 | 0.2984 | 418.195 | 2134937.742 | 0.2481 | 291.587 | 1778248.837 | 0.2137 | 175.66 | 1301230.592 | 0.1799 | 96.388 | 896743.943 | 0.1661 | 51.052 | 578708.235 | 0.1644 | 97.77 | 1058013.79 | 0.1712 | 102.3 | 1027755.4 | 0.1734 | 89.9 | 872103.3 | 22.1 |  | New SNCR | 0.1644 | 0.09864 | 58.9 |  |  | 58.9
OR | Boardman | 6106 | 1SG | Morrow | 1980-04-01 | 6438 | 601 | 45.6933 | -119.8056 | ARP | Dry bottom wall-fired boiler | Coal |  | Low NOx Burner Technology w/ Overfire Air | Electric Utility | Electric Services | 0.4011 | 3714.594 | 18300000 | 0.3603 | 1657.91 | 8625455.32 | 0.4135 | 3780.389 | 18200000 | 0.4143 | 2977.289 | 13800000 | 0.4439 | 4205.986 | 18600000 | 0.4183 | 2809.188 | 13200000 | 0.3927 | 1475.559 | 7112437.597 | 0.4101 | 2882.587 | 13500000 | 0.2028 | 1202.7 | 11400000 | 0.187 | 703.5 | 7235469 | 48.2 |  | New SCR | 0.187 | 0.06 | 355.8 | Shutdown | Gas Combined Cycle Replacement | 54.2 | 1148.6
OR | Boardman Power Holdings LLC | 55683 | 1 | Morrow | 2001-10-11 | 287 |  | 45.8464 | -119.6536 | ARP | Combustion turbine | Pipeline Natural Gas |  | Dry Low NOx Burners | Electric Utility |  |  |  |  | 0.0848 | 0.346 | 8513.649 | [24 empty] | 0 | Dry Low NOx Burners | Low Ozone Season Rate | 0.0848 | 0.0848 | 0 |  |  | 0
OR | Coyote Springs | 7350 | CTG1 | Morrow | 1995-11-26 | 2000 | 185.7 | 45.8486 | -119.6744 | ARP | Combined cycle | Pipeline Natural Gas | Diesel Oil | Water Injection<br>Dry Low NOx Burners<br>Selective Catalytic Reduction | Electric Utility |  | 0.0203 | 16.144 | 1902676.6 | 0.016 | 37.075 | 4716890.875 | 0.0168 | 22.817 | 2927698.925 | 0.0164 | 29.336 | 3783117.75 | 0.0156 | 32.176 | 4244964.625 | 0.0167 | 23.684 | 3080870.258 | 0.0171 | 26.107 | 3337195.814 | 0.0174 | 29.451 | 3600866.341 | 0.0236 | 12.5 | 1444519.5 | 0.0202 | 20.6 | 2516655.6 | 19.7 | Water Injection<br>Dry Low NOx Burners<br>Selective Catalytic Reduction | Existing SCR | 0.0156 | 0.0156 | 8.3 |  |  | 8.3
OR | Coyote Springs | 7350 | CTG2 | Morrow | 2003-06-03 | 2180 |  | 45.8486 | -119.6744 | ARP | Combined cycle | Pipeline Natural Gas |  | Dry Low NOx Burners<br>Selective Catalytic Reduction | Electric Utility |  | 0.0181 | 23.842 | 2865773.625 | 0.0268 | 7.902 | 793670.025 | 0.0171 | 26.579 | 3388058.65 | 0.0146 | 28.847 | 4342266.925 | 0.0162 | 31.266 | 4477375.35 | 0.0162 | 24.947 | 3545432.951 | 0.015 | 26.016 | 3995520.721 | 0.0183 | 27.526 | 3805864.762 | 0.0291 | 15.9 | 1731351.7 | 0.0257 | 21.2 | 2468462.9 | 21.6 | Dry Low NOx Burners<br>Selective Catalytic Reduction | Existing SCR | 0.0146 | 0.0146 | 8 |  |  | 8
OR | Hermiston | 54761 | 1 | Umatilla | 1996-07-01 | 2067 | 204.5 | 45.8042 | -119.37 | ARP | Combustion turbine | Pipeline Natural Gas |  | Selective Catalytic Reduction | Electric Utility |  | 0.0122 | 30.039 | 5010002.55 | 0.0134 | 35.737 | 5536603.1 | 0.0148 | 38.162 | 5542611.7 | 0.0175 | 28.332 | 3870248.875 | 0.0144 | 38.452 | 5520651.336 | 0.0164 | 38.029 | 5026021.347 | 0.0196 | 29.637 | 3783851.699 | 0.0162 | 31.264 | 4316241.564 | 0.0322 | 26.9 | 2527551.8 | 0.0374 | 25.8 | 2130349.4 | 33.3 | Selective Catalytic Reduction | Existing SCR | 0.0122 | 0.0122 | 10.2 |  |  | 10.2
OR | Hermiston | 54761 | 2 | Umatilla | 1996-07-01 | 2067 | 204.5 | 45.8042 | -119.37 | ARP | Combustion turbine | Pipeline Natural Gas |  | Selective Catalytic Reduction | Electric Utility |  | 0.012 | 28.099 | 4823206.15 | 0.0143 | 35.24 | 5259652.475 | 0.0152 | 33.113 | 4767503.15 | 0.0131 | 24.751 | 4072462.95 | 0.0141 | 25.679 | 4010209.65 | 0.0145 | 29.626 | 4363482.101 | 0.0185 | 35.567 | 4371394.052 | 0.0151 | 29.268 | 4358850.658 | 0.0278 | 21.9 | 2136013.8 | 0.0267 | 23.5 | 2459141 | 28.1 | Selective Catalytic Reduction | Existing SCR | 0.012 | 0.012 | 9.4 |  |  | 9.4
OR | Hermiston Power Plant | 55328 | CTG-1 | Umatilla | 2002-04-30 | 2400 | 212.5 | 45.7931 | -119.3117 | ARP | Combined cycle | Pipeline Natural Gas |  | Dry Low NOx Burners<br>Selective Catalytic Reduction | Electric Utility |  | 0.0162 | 35.397 | 4414719 | 0.0157 | 40.552 | 5264963.9 | 0.0173 | 29.526 | 3695548.225 | 0.0157 | 32.621 | 4270960.5 | 0.0171 | 37.922 | 4840431.072 | 0.0166 | 30.995 | 3893872.795 | 0.0164 | 33.748 | 4292690.476 | 0.0165 | 29.082 | 3661296.066 | 0.0236 | 6.2 | 689834.4 | 0.0216 | 30.7 | 3402020.1 | 7.8 | Dry Low NOx Burners<br>Selective Catalytic Reduction | Existing SCR | 0.0157 | 0.0157 | 4.1 |  |  | 4.1
OR | Hermiston Power Plant | 55328 | CTG-2 | Umatilla | 2002-04-17 | 2400 | 212.5 | 45.7931 | -119.3117 | ARP | Combined cycle | Pipeline Natural Gas |  | Dry Low NOx Burners<br>Selective Catalytic Reduction | Electric Utility |  | 0.0164 | 35.117 | 4307877 | 0.0155 | 37.125 | 4847725.075 | 0.0177 | 30.69 | 3810605.15 | 0.0159 | 34.034 | 4417588.525 | 0.0174 | 38.838 | 4917617.155 | 0.0157 | 29.462 | 3828218.231 | 0.0159 | 34.565 | 4474682.229 | 0.0161 | 28.625 | 3681894.622 | 0.0227 | 5.4 | 612863.6 | 0.0223 | 27.5 | 3091978.6 | 7 | Dry Low NOx Burners<br>Selective Catalytic Reduction | Existing SCR | 0.0155 | 0.0155 | 3.7 |  |  | 3.7
OR | Klamath Energy LLC | 55544 | GT1 | Klamath | 2002-05-01 | 280 | 29.4 | 42.1725 | -121.8139 | ARP | Combustion turbine | Pipeline Natural Gas |  | Water Injection | Electric Utility |  | 0.0825 | 1.55 | 37847.187 | 0.1166 | 1.886 | 37385.352 | 0.0512 | 0.232 | 11287.05 | 0.0221 | 0.952 | 98450.636 | 0.0339 | 0.47 | 41576.625 | 0.2264 | 61.762 | 510500.921 | 0.0346 | 0.748 | 81219.083 | 0.0462 | 0.172 | 13790.929 | 0.0557 | 0.8 | 45627.6 | 0.0511 | 0.4 | 20618.5 | 4.4 | Water Injection | Low Ozone Season Rate | 0.0221 | 0.0221 | 0.3 |  |  | 0.3
OR | Klamath Energy LLC | 55544 | GT2 | Klamath | 2002-05-01 | 280 | 29.4 | 42.1725 | -121.8139 | ARP | Combustion turbine | Pipeline Natural Gas |  | Water Injection | Electric Utility |  | 0.0876 | 1.49 | 34189.498 | 0.1258 | 2.135 | 37470.001 | 0.0468 | 0.196 | 10892.885 | 0.0239 | 0.999 | 95578.352 | 0.0272 | 0.497 | 44076.161 | 0.044 | 9.943 | 477481.067 | 0.0358 | 0.823 | 82538.485 | 0.0514 | 0.155 | 12983.59 | 0.0618 | 0.8 | 40393.4 | 0.0598 | 0.4 | 20546.3 | 3.9 | Water Injection | Low Ozone Season Rate | 0.0239 | 0.0239 | 0.3 |  |  | 0.3
OR | Klamath Energy LLC | 55544 | GT3 | Klamath | 2002-05-01 | 280 | 29.4 | 42.1725 | -121.8139 | ARP | Combustion turbine | Pipeline Natural Gas |  | Water Injection | Electric Utility |  | 0.0807 | 1.587 | 41952.416 | 0.1874 | 3.403 | 33380.588 | 0.0374 | 0.1 | 7965.511 | 0.0232 | 0.986 | 99442.53 | 0.0362 | 0.55 | 47562.448 | 0.0429 | 7.882 | 401530.754 | 0.0357 | 0.725 | 76225.924 | 0.0344 | 0.172 | 14487.761 | 0.0481 | 0.9 | 47060.7 | 0.0459 | 0.3 | 19450.6 | 4.6 | Water Injection | Low Ozone Season Rate | 0.0232 | 0.0232 | 0.4 |  |  | 0.4
OR | Klamath Energy LLC | 55544 | GT4 | Klamath | 2002-05-01 | 280 | 29.4 | 42.1725 | -121.8139 | ARP | Combustion turbine | Pipeline Natural Gas |  | Water Injection | Electric Utility |  | 0.0848 | 1.052 | 25834.897 | 0.0743 | 0.853 | 37549.817 | 0.0758 | 0.168 | 7542.767 | 0.0226 | 0.929 | 92439.677 | 0.029 | 0.551 | 47293.236 | 0.0382 | 8.739 | 447445.634 | 0.0377 | 0.699 | 68598.935 | 0.0327 | 0.137 | 12456.242 | 0.0725 | 1 | 39245.2 | 0.0808 | 0.6 | 20551.7 | 3.8 | Water Injection | Low Ozone Season Rate | 0.0226 | 0.0226 | 0.3 |  |  | 0.3
OR | Port Westward | 56227 | PWEU1 | Columbia | 2007-06-12 | 3082 | 312 | 46.1792 | -123.1717 | ARP | Combined cycle | Natural Gas |  |  | Electric Utility | [16 empty] | 0.0103 | 27.88 | 5972366.476 | 0.0099 | 28.356 | 6181835.166 | 0.0097 | 26.174 | 5718309.713 | 0.0115 | 17.9 | 3534582.1 | 0.0106 | 17.6 | 3590069.1 | 31.2 |  | Low Ozone Season Rate | 0.0097 | 0.0095 | 14.8 |  |  | 14.8
PA | Allegheny Energy Units 1 & 2 | 55196 | 1 | Allegheny | 1999-11-15 | 485 | 43.8 | 40.5447 | -79.7678 | ARP, CAIRNOX, CAIROS, CAIRSO2, TRNOX, TRNOXOS, TRSO2G1 | Combustion turbine | Pipeline Natural Gas |  | Water Injection | Electric Utility |  | 0.0862 | 4.184 | 105839.852 | 0.0843 | 8.863 | 223652.681 | 0.0858 | 10.411 | 266174.496 | 0.0864 | 4.251 | 106911.314 | 0.0844 | 10.087 | 263738.179 | 0.0984 | 2.759 | 65590.892 | 0.0916 | 3.901 | 94791.387 | 0.0855 | 12.132 | 317309.406 | 0.0852 | 7 | 180158.5 | 0.0837 | 5.1 | 132752.9 | 10.1 | Water Injection | Low Ozone Season Rate | 0.0837 | 0.0837 | 6.9 |  |  | 6.9
PA | Allegheny Energy Units 1 & 2 | 55196 | 2 | Allegheny | 1999-11-15 | 485 | 43.8 | 40.5447 | -79.7678 | ARP, CAIRNOX, CAIROS, CAIRSO2, TRNOX, TRNOXOS, TRSO2G1 | Combustion turbine | Pipeline Natural Gas |  | Water Injection | Electric Utility |  | 0.0906 | 4.685 | 116455.698 | 0.0861 | 8.812 | 220428.894 | 0.0822 | 9.966 | 277425.553 | 0.0821 | 3.783 | 104453.019 | 0.0853 | 7.78 | 209114.026 | 0.0979 | 2.117 | 52294.293 | 0.0935 | 2.96 | 77476.824 | 0.076 | 10.639 | 321300.825 | 0.0773 | 5.9 | 176377.1 | 0.0732 | 4.1 | 128743.5 | 9.9 | Water Injection | Low Ozone Season Rate | 0.0732 | 0.0732 | 5.6 |  |  | 5.6
PA | Allegheny Energy Units 3, 4 & 5 | 55710 | 3 | Allegheny | 2003-07-21 | 2094 | 184 | 40.5456 | -79.7669 | ARP, CAIRNOX, CAIROS, CAIRSO2, TRNOX, TRNOXOS, TRSO2G1 | Combined cycle | Pipeline Natural Gas |  | Dry Low NOx Burners<br>Selective Catalytic Reduction | Electric Utility |  | 0.031 | 4.717 | 397050.724 | 0.0168 | 4.171 | 672599.054 | 0.0249 | 2.768 | 369740.937 | 0.0183 | 2.931 | 518913.521 | 0.0188 | 11.589 | 1949157.84 | 0.0222 | 2.896 | 407208.156 | 0.0146 | 6.361 | 1184218.267 | 0.0179 | 11.392 | 1839314.135 | 0.0241 | 5.5 | 728756.7 | 0.0089 | 22.4 | 5110895.7 | 9.5 | Dry Low NOx Burners<br>Selective Catalytic Reduction | Existing SCR | 0.0089 | 0.0089 | 2 |  |  | 2
PA | Allegheny Energy Units 3, 4 & 5 | 55710 | 4 | Allegheny | 2003-07-21 | 2094 | 184 | 40.5456 | -79.7669 | ARP, CAIRNOX, CAIROS, CAIRSO2, TRNOX, TRNOXOS, TRSO2G1 | Combined cycle | Pipeline Natural Gas |  | Dry Low NOx Burners<br>Selective Catalytic Reduction | Electric Utility |  | 0.0266 | 3.207 | 416343.695 | 0.0154 | 3.81 | 747287.026 | 0.0219 | 3.371 | 509781.334 | 0.0207 | 3.995 | 593744.955 | 0.0289 | 21.424 | 2140100.822 | 0.022 | 2.156 | 315235.256 | 0.015 | 6.158 | 1132289.39 | 0.0186 | 10.38 | 1688643.291 | 0.0215 | 4.8 | 741117.3 | 0.009 | 21.7 | 5062028.7 | 9.6 | Dry Low NOx Burners<br>Selective Catalytic Reduction | Existing SCR | 0.009 | 0.009 | 2 |  |  | 2
PA | Allegheny Energy Units 8 & 9 | 55377 | 8 | Fayette | 2000-09-15 | 493 | 43.8 | 39.7475 | -79.8388 | ARP, CAIRNOX, CAIROS, CAIRSO2, TRNOX, TRNOXOS, TRSO2G1 | Combustion turbine | Pipeline Natural Gas | Diesel Oil | Water Injection | Electric Utility |  | 0.091 | 2.248 | 56729.996 | 0.0928 | 8.845 | 205503.406 | 0.0953 | 7.959 | 177805.417 | 0.0938 | 3.51 | 80510.546 | 0.0878 | 1.259 | 30920.315 | 0.0793 | 2.374 | 62791.027 | 0.0804 | 5.387 | 137741.445 | 0.0784 | 12.234 | 323770.181 | 0.085 | 7.8 | 189724.9 | 0.0833 | 5.3 | 132673.3 | 10.5 | Water Injection | Low Ozone Season Rate | 0.0784 | 0.0784 | 7.2 |  |  | 7.2
PA | Allegheny Energy Units 8 & 9 | 55377 | 9 | Fayette | 2000-09-15 | 493 | 43.8 | 39.7475 | -79.8388 | ARP, CAIRNOX, CAIROS, CAIRSO2, TRNOX, TRNOXOS, TRSO2G1 | Combustion turbine | Pipeline Natural Gas | Diesel Oil | Water Injection | Electric Utility |  | 0.0839 | 2.165 | 58080.549 | 0.0932 | 9.217 | 211407.662 | 0.0904 | 7.334 | 175284.358 | 0.0903 | 3.619 | 85260.144 | 0.0831 | 7.513 | 188785.954 | 0.0788 | 2.002 | 53783.837 | 0.0736 | 4.858 | 134679.109 | 0.0713 | 11.012 | 316054.643 | 0.0878 | 7.5 | 180599.1 | 0.0788 | 5 | 134128.6 | 10 | Water Injection | Low Ozone Season Rate | 0.0713 | 0.0713 | 6.1 |  |  | 6.1
PA | Armstrong Energy Ltd Partnership, LLP | 55347 | 1 | Armstrong | 2002-04-11 | 1926 | 172 | 40.6383 | -79.3503 | ARP, CAIRNOX, CAIROS, CAIRSO2, TRNOX, TRNOXOS, TRSO2G1 | Combustion turbine | Pipeline Natural Gas | Diesel Oil | Dry Low NOx Burners<br>Water Injection | Electric Utility |  | 0.047 | 9.917 | 525734.1 | 0.046 | 4.805 | 281305.225 | 0.037 | 6.003 | 398056.6 | 0.0386 | 2.374 | 154042.675 | 0.0929 | 4.687 | 107794.107 | 0.0832 | 0.917 | 28773.459 | 0.0432 | 0.265 | 15249.816 | 0.0543 | 1.473 | 64384.593 | 0.0345 | 2.9 | 214030.1 | 0.0392 | 5.6 | 361786.9 | 3 | Dry Low NOx Burners<br>Water Injection | Low Ozone Season Rate | 0.0345 | 0.0345 | 2.9 |  |  | 2.9
PA | Armstrong Energy Ltd Partnership, LLP | 55347 | 2 | Armstrong | 2002-04-16 | 1926 | 172 | 40.6383 | -79.3503 | ARP, CAIRNOX, CAIROS, CAIRSO2, TRNOX, TRNOXOS, TRSO2G1 | Combustion turbine | Pipeline Natural Gas | Diesel Oil | Dry Low NOx Burners<br>Water Injection | Electric Utility |  | 0.0505 | 2.639 | 168977.15 | 0.0395 | 2.146 | 150072.3 | 0.0473 | 3.864 | 237913.35 | 0.0403 | 1.759 | 119883.7 | 0.0881 | 7.105 | 160691.73 | 0.0954 | 2.506 | 53966.667 | 0.0425 | 0.778 | 45406.539 | 0.0466 | 1.796 | 111461.65 | 0.0353 | 3.3 | 225689.3 | 0.0423 | 6.1 | 391363.1 | 3.2 | Dry Low NOx Burners<br>Water Injection | Low Ozone Season Rate | 0.0353 | 0.0353 | 3.3 |  |  | 3.3
PA | Armstrong Energy Ltd Partnership, LLP | 55347 | 3 | Armstrong | 2002-04-26 | 1926 | 172 | 40.6383 | -79.3503 | ARP, CAIRNOX, CAIROS, CAIRSO2, TRNOX, TRNOXOS, TRSO2G1 | Combustion turbine | Pipeline Natural Gas | Diesel Oil | Dry Low NOx Burners<br>Water Injection | Electric Utility |  | 0.0337 | 8.238 | 561775.075 | 0.0531 | 5.66 | 293867.175 | 0.0428 | 3.637 | 214064.275 | 0.0436 | 2.492 | 149861.725 | 0.0744 | 7.167 | 204080.299 | 0.0515 | 0.067 | 2637.009 | 0.0407 | 1.146 | 69876.858 | 0.0419 | 2.65 | 151958.871 | 0.0374 | 4.3 | 270612.6 | 0.0423 | 7.8 | 466151.2 | 3.8 | Dry Low NOx Burners<br>Water Injection | Low Ozone Season Rate | 0.0337 | 0.0337 | 3.9 |  |  | 3.9
PA | Armstrong Energy Ltd Partnership, LLP | 55347 | 4 | Armstrong | 2002-05-08 | 1926 | 172 | 40.6383 | -79.3503 | ARP, CAIRNOX, CAIROS, CAIRSO2, TRNOX, TRNOXOS, TRSO2G1 | Combustion turbine | Pipeline Natural Gas | Diesel Oil | Dry Low NOx Burners<br>Water Injection | Electric Utility |  | 0.0445 | 8.265 | 482879.15 | 0.0433 | 5.31 | 317282.25 | 0.0422 | 4.662 | 286469.475 | 0.0355 | 0.737 | 54256.225 | 0.0981 | 2.649 | 71955.244 | 0.0647 | 2.228 | 76786.365 | 0.0337 | 0.306 | 20535.014 | 0.0393 | 2.743 | 178073.416 | 0.0401 | 4.5 | 301006.3 | 0.0418 | 7.9 | 483413.7 | 4.3 | Dry Low NOx Burners<br>Water Injection | Low Ozone Season Rate | 0.0337 | 0.0337 | 3.7 |  |  | 3.7
PA | Armstrong Power Station | 3178 | 1 | Armstrong | 1958-01-01 | 2342 | 163.2 | 40.9289 | -79.4658 | ARP, NBP | Dry bottom wall-fired boiler | Coal |  | Low NOx Burner Technology (Dry Bottom only)<br>Overfire Air (Began May 01, 2003) | Electric Utility | Electric Services | 0.2783 | 583.6 | 4019359.686 | 0.321 | 633.893 | 3895714.264 | 0.3023 | 639.755 | 4125016.07 | 0.302 | 556.927 | 3596675.915 | 0.312 | 736.245 | 4625635.736 | 0.2913 | 601.62 | 4013809.766 | 0.2736 | 65.173 | 435902.319 | 0.338 | 675.732 | 3773467.024 | 0.3454 | 698.5 | 3824517.3 | 0.3362 | 376.3 | 2160265.3 | 44.5 |  | New SCR | 0.2736 | 0.06 | 121.3 | Shutdown | Gas Combined Cycle Replacement | 18.2 | 680.3
PA | Armstrong Power Station | 3178 | 2 | Armstrong | 1959-01-01 | 2342 | 156.2 | 40.9289 | -79.4658 | ARP, NBP | Dry bottom wall-fired boiler | Coal |  | Low NOx Burner Technology (Dry Bottom only)<br>Overfire Air (Began May 30, 2003) | Electric Utility | Electric Services | 0.268 | 492.348 | 3531897.241 | 0.3248 | 680.5 | 4088467.154 | 0.3026 | 627.301 | 4068336.873 | 0.3005 | 644.072 | 4192916.136 | 0.319 | 795.272 | 4893764.015 | 0.2814 | 437.346 | 2959462.465 | 0.2796 | 87.031 | 579297.569 | 0.3361 | 665.016 | 3730316.874 | 0.365 | 685.2 | 3583688.9 | 0.2048 | 21.9 | 180257.6 | 41.7 |  | New SCR | 0.2048 | 0.06 | 112.6 | Shutdown | Gas Combined Cycle Replacement | 17 | 668.2
PA | Bethlehem Power Plant | 55690 | 1 | Northampton | 2002-08-01 | 1690 | 140 | 40.6175 | -75.3147 | ARP, CAIRNOX, CAIROS, CAIRSO2, TRNOX, TRNOXOS, TRSO2G1 | Combined cycle | Pipeline Natural Gas | Diesel Oil | Water Injection<br>Overfire Air<br>Selective Catalytic Reduction | Electric Utility |  | 0.0234 | 7.6 | 857169.625 | 0.0343 | 6.598 | 597780.15 | 0.0265 | 14.335 | 1329724.875 | 0.0164 | 7.378 | 1105394.85 | 0.0083 | 5.329 | 1530461.6 | 0.0095 | 4.925 | 1364464.814 | 0.0101 | 4.734 | 1196088.654 | 0.0096 | 11.136 | 2597412.292 | 0.0066 | 8.4 | 2889526.8 | 0.0076 | 10.1 | 3108398.1 | 46.6 | Water Injection<br>Overfire Air<br>Selective Catalytic Reduction | Existing SCR | 0.0066 | 0.0066 | 8.4 |  |  | 8.4
PA | Bethlehem Power Plant | 55690 | 2 | Northampton | 2002-09-01 | 1690 | 140 | 40.6175 | -75.3147 | ARP, CAIRNOX, CAIROS, CAIRSO2, TRNOX, TRNOXOS, TRSO2G1 | Combined cycle | Pipeline Natural Gas | Diesel Oil | Water Injection<br>Overfire Air<br>Selective Catalytic Reduction | Electric Utility |  | 0.0227 | 7.225 | 866442.675 | 0.0338 | 6.298 | 555090.1 | 0.0219 | 13.022 | 1308613.3 | 0.0121 | 5.774 | 1098869.575 | 0.0082 | 5.604 | 1516960.925 | 0.0089 | 5.107 | 1351507.175 | 0.0096 | 4.947 | 1207628.514 | 0.0092 | 10.72 | 2627070.289 | 0.0092 | 12.2 | 2984044.8 | 0.01 | 13.8 | 3112336 | 48.1 | Water Injection<br>Overfire Air<br>Selective Catalytic Reduction | Existing SCR | 0.0082 | 0.0082 | 10.9 |  |  | 10.9
PA | Bethlehem Power Plant | 55690 | 3 | Northampton | 2002-10-01 | 1690 | 140 | 40.6175 | -75.3147 | ARP, CAIRNOX, CAIROS, CAIRSO2, TRNOX, TRNOXOS, TRSO2G1 | Combined cycle | Pipeline Natural Gas | Diesel Oil | Water Injection<br>Overfire Air<br>Selective Catalytic Reduction | Electric Utility |  | 0.021 | 5.901 | 769729.225 | 0.0341 | 6.593 | 557895.575 | 0.0239 | 12.667 | 1234073.775 | 0.0136 | 5.793 | 1082358.85 | 0.0102 | 5.757 | 1472144.25 | 0.0098 | 4.77 | 1278228.095 | 0.0097 | 4.69 | 1155279.76 | 0.0093 | 9.42 | 2437871.431 | 0.0085 | 9.2 | 2951244 | 0.0088 | 11.2 | 3185143.7 | 47.6 | Water Injection<br>Overfire Air<br>Selective Catalytic Reduction | Existing SCR | 0.0085 | 0.0085 | 9.2 |  |  | 9.2
PA | Bethlehem Power Plant | 55690 | 5 | Northampton | 2002-11-01 | 1690 | 140 | 40.6175 | -75.3147 | ARP, CAIRNOX, CAIROS, CAIRSO2, TRNOX, TRNOXOS, TRSO2G1 | Combined cycle | Pipeline Natural Gas | Diesel Oil | Water Injection<br>Overfire Air<br>Selective Catalytic Reduction | Electric Utility |  | 0.0438 | 7.931 | 434510.15 | 0.0337 | 7.497 | 686923.75 | 0.0208 | 9.569 | 1058102.925 | 0.0172 | 7.245 | 1080410.875 | 0.0094 | 5.25 | 1364241.325 | 0.0099 | 4.778 | 1198669.363 | 0.0098 | 4.951 | 1163250.155 | 0.0089 | 9.936 | 2670441.513 | 0.0086 | 9.4 | 2608449.7 | 0.0073 | 9.6 | 2986338.9 | 42 | Water Injection<br>Overfire Air<br>Selective Catalytic Reduction | Existing SCR | 0.0073 | 0.0073 | 8 |  |  | 8
PA | Bethlehem Power Plant | 55690 | 6 | Northampton | 2002-12-01 | 1690 | 140 | 40.6175 | -75.3147 | ARP, CAIRNOX, CAIROS, CAIRSO2, TRNOX, TRNOXOS, TRSO2G1 | Combined cycle | Pipeline Natural Gas | Diesel Oil | Water Injection<br>Overfire Air<br>Selective Catalytic Reduction | Electric Utility |  | 0.04 | 6.427 | 403079.225 | 0.0349 | 8.041 | 673491.25 | 0.019 | 8.536 | 1026112.425 | 0.0184 | 8.058 | 1070853.05 | 0.0084 | 4.87 | 1344857.9 | 0.0076 | 3.288 | 1180139.862 | 0.0078 | 3.557 | 1172489.26 | 0.0087 | 9.746 | 2683623.185 | 0.0081 | 10.2 | 2902566.2 | 0.0049 | 6.5 | 3022777.6 | 46.8 | Water Injection<br>Overfire Air<br>Selective Catalytic Reduction | Existing SCR | 0.0049 | 0.0049 | 6.2 |  |  | 6.2
PA | Bethlehem Power Plant | 55690 | 7 | Northampton | 2003-01-01 | 1690 | 140 | 40.6175 | -75.3147 | ARP, CAIRNOX, CAIROS, CAIRSO2, TRNOX, TRNOXOS, TRSO2G1 | Combined cycle | Pipeline Natural Gas | Diesel Oil | Water Injection<br>Overfire Air<br>Selective Catalytic Reduction | Electric Utility |  | 0.0372 | 5.948 | 410824.4 | 0.0341 | 8.393 | 690702.525 | 0.0212 | 8.948 | 978663.525 | 0.021 | 8.656 | 1027458.05 | 0.0097 | 5.292 | 1322683.975 | 0.0079 | 3.419 | 1130032.123 | 0.008 | 3.398 | 1161582.415 | 0.0072 | 8.141 | 2697087.316 | 0.0077 | 8.8 | 2803323 | 0.006 | 7.8 | 2967270.6 | 45.2 | Water Injection<br>Overfire Air<br>Selective Catalytic Reduction | Existing SCR | 0.006 | 0.006 | 6.9 |  |  | 6.9
PA | Bruce Mansfield | 6094 | 1 | Beaver | 1975-12-01 | 8500 | 913.7 | 40.6344 | -80.42 | ARP, NBP | Dry bottom wall-fired boiler | Coal |  | Low NOx Burner Technology w/ Overfire Air<br>Selective Catalytic Reduction (Began May 01, 2003) | Electric Utility | Electric Services | 0.0784 | 884.387 | 23000000 | 0.0759 | 918.779 | 24500000 | 0.0884 | 1008.088 | 23500000 | 0.1122 | 1490.462 | 26700000 | 0.0841 | 1007.905 | 25200000 | 0.082 | 762.045 | 19800000 | 0.0873 | 866.586 | 21000000 | 0.099 | 1223.722 | 24600000 | 0.1337 | 1725.1 | 25500000 | 0.1221 | 1323.3 | 21200000 | 81.6 | SCR | Existing SCR | 0.0759 | 0.0759 | 979.3 |  |  | 979.3
PA | Bruce Mansfield | 6094 | 2 | Beaver | 1977-10-01 | 8300 | 913.7 | 40.6344 | -80.42 | ARP, NBP | Dry bottom wall-fired boiler | Coal |  | Low NOx Burner Technology (Dry Bottom only)<br>Selective Catalytic Reduction (Began May 01, 2003) | Electric Utility | Electric Services | 0.0815 | 985.931 | 24800000 | 0.0796 | 961.04 | 24600000 | 0.085 | 1098.901 | 25900000 | 0.0925 | 891.697 | 19800000 | 0.0801 | 1051.41 | 27000000 | 0.0837 | 1078.599 | 26700000 | 0.0965 | 1057.717 | 22500000 | 0.0977 | 996.727 | 22000000 | 0.1065 | 1347.2 | 25300000 | 0.1276 | 1612.6 | 24600000 | 83.1 | SCR | Existing SCR | 0.0796 | 0.0796 | 1006.9 |  |  | 1006.9
PA | Bruce Mansfield | 6094 | 3 | Beaver | 1980-06-01 | 8500 | 913.7 | 40.6344 | -80.42 | ARP, NBP | Dry bottom wall-fired boiler | Coal |  | Low NOx Burner Technology w/ Overfire Air | Electric Utility | Electric Services | 0.3938 | 4736.696 | 23700000 | 0.0801 | 964.107 | 24500000 | 0.0744 | 948.4 | 25900000 | 0.1099 | 1355.502 | 25100000 | 0.1191 | 1301.218 | 22100000 | 0.1095 | 1491.29 | 27600000 | 0.0861 | 1061.681 | 24400000 | 0.1926 | 2614.838 | 26800000 | 0.0788 | 1009.7 | 26400000 | 0.108 | 1478.7 | 27000000 | 84.5 | SCR | Existing SCR | 0.0744 | 0.0744 | 953.3 |  |  | 953.3
PA | Brunner Island | 3140 | 1 | York | 1961-06-22 | 2914 | 363.3 | 40.097 | -76.6962 | ARP, NBP | Tangentially-fired | Coal | Other Oil | Low NOx Burner Technology w/ Closed-coupled/Separated OFA | Electric Utility | Electric Services | 0.3 | 1078.984 | 7152674.078 | 0.3014 | 1144.695 | 7573257.453 | 0.2848 | 1082.839 | 7593199.779 | 0.2954 | 1151.357 | 7805059.541 | 0.31 | 1065.679 | 6915475.164 | 0.3522 | 1334.407 | 7589821.005 | 0.3243 | 1290.557 | 7994601.5 | 0.3206 | 1394.248 | 8722530.85 | 0.3696 | 1392.8 | 7474916.1 | 0.3914 | 1192.7 | 6000481.3 | 69.9 |  | New SCR | 0.2848 | 0.06 | 226.1 |  |  | 226.1
PA | Brunner Island | 3140 | 2 | York | 1965-10-18 | 3507 | 405 | 40.097 | -76.6962 | ARP, NBP | Tangentially-fired | Coal | Other Oil | Low NOx Burner Technology w/ Closed-coupled/Separated OFA | Electric Utility | Electric Services | 0.3028 | 1284.655 | 8434658.047 | 0.3009 | 1300.133 | 8563451.938 | 0.2886 | 1111.418 | 7616099.381 | 0.2972 | 1378.845 | 9230503.647 | 0.3246 | 1530.352 | 9433539.662 | 0.3509 | 1716.41 | 9780495.895 | 0.3238 | 1266.95 | 7863141.729 | 0.318 | 1728.853 | 10800000 | 0.3575 | 1919.7 | 10700000 | 0.3937 | 1663.3 | 8403783 | 83.1 |  | New SCR | 0.2886 | 0.06 | 322.2 |  |  | 322.2
PA | Brunner Island | 3140 | 3 | York | 1969-06-13 | 7430 | 790.4 | 40.097 | -76.6962 | ARP, NBP | Tangentially-fired | Coal | Other Oil | Low NOx Burner Technology w/ Closed-coupled/Separated OFA | Electric Utility | Electric Services | 0.295 | 2238.164 | 15200000 | 0.3391 | 3330.309 | 19900000 | 0.2537 | 2646.464 | 20900000 | 0.258 | 2152.046 | 16500000 | 0.3242 | 3325.267 | 20100000 | 0.3477 | 2935.386 | 16200000 | 0.309 | 3079.689 | 19400000 | 0.3534 | 3785.468 | 21000000 | 0.376 | 3834.1 | 20100000 | 0.3455 | 2601.5 | 14100000 | 73.8 |  | New SCR | 0.2537 | 0.06 | 611.8 |  |  | 611.8
PA | Brunot Island Power Station | 3096 | 3 | Allegheny | 1973-06-01 | 918 | 65.3 | 40.4638 | -80.044 | ARP, CAIRNOX, CAIROS, CAIRSO2, TRNOX, TRNOXOS, TRSO2G1 | Combined cycle | Pipeline Natural Gas |  | Selective Catalytic Reduction<br>Water Injection | Electric Utility | [10 empty] | 0.0475 | 3.639 | 148009.68 | 0.0839 | 5.615 | 98999.87 | 0.0546 | 0.465 | 21725.651 | 0.0607 | 0.19 | 12410.408 | 0.0528 | 1.005 | 37422.33 | 0.0466 | 0.4 | 28134.8 | 0.0699 | 1.7 | 56246 | 0.8 | Selective Catalytic Reduction<br>Water Injection | Existing SCR | 0.0466 | 0.0466 | 0.4 |  |  | 0.4
PA | Brunot Island Power Station | 3096 | 2A | Allegheny | 1973-06-01 | 918 | 65.3 | 40.4638 | -80.044 | ARP, CAIRNOX, CAIROS, CAIRSO2, TRNOX, TRNOXOS, TRSO2G1 | Combined cycle | Pipeline Natural Gas |  | Selective Catalytic Reduction<br>Water Injection | Electric Utility |  | 0.1888 | 4.379 | 35999.15 | 0.0628 | 0.639 | 14673.09 | 0.0405 | 0.367 | 27019.85 | 0.0894 | 8.378 | 184395.45 | 0.111 | 6.128 | 73848.55 | 0.0476 | 0.527 | 21637.26 | 0.355 | 2.58 | 14534.62 | 0.155 | 2.467 | 26543.301 | 0.0694 | 0.9 | 30856.2 | 0.0816 | 1.5 | 39923.5 | 0.9 | Selective Catalytic Reduction<br>Water Injection | Existing SCR | 0.0405 | 0.0405 | 0.5 |  |  | 0.5
PA | Brunot Island Power Station | 3096 | 2B | Allegheny | 1973-06-01 | 918 | 65.3 | 40.4638 | -80.044 | ARP, CAIRNOX, CAIROS, CAIRSO2, TRNOX, TRNOXOS, TRSO2G1 | Combined cycle | Pipeline Natural Gas |  | Selective Catalytic Reduction<br>Water Injection | Electric Utility |  | 0.048 | 0.986 | 55142.54 | 0.0445 | 1.367 | 57130.08 | 0.0291 | 0.614 | 49457.13 | 0.0873 | 8.036 | 185015.82 | 0.2092 | 11.176 | 85141.64 | 0.0352 | 0.45 | 24786 | 0.0859 | 0.445 | 16653.072 | 0.0484 | 0.974 | 40852.319 | 0.0638 | 0.5 | 18665.4 | 0.0896 | 2.9 | 68908.9 | 0.6 | Selective Catalytic Reduction<br>Water Injection | Existing SCR | 0.0291 | 0.0291 | 0.2 |  |  | 0.2
PA | Chambersburg Units 12 & 13 | 55654 | 12 | Franklin | 2001-12-01 | 510 | 43.8 | 39.8668 | -77.6859 | ARP, CAIRNOX, CAIROS, CAIRSO2, TRNOX, TRNOXOS, TRSO2G1 | Combustion turbine | Pipeline Natural Gas |  | Water Injection | Electric Utility |  | 0.0918 | 6.102 | 142299.806 | 0.0856 | 13.331 | 331130.962 | 0.0825 | 20.502 | 524368.061 | 0.0856 | 13.124 | 335545.172 | 0.0816 | 13.618 | 344832.783 | 0.0884 | 11.85 | 288436.551 | 0.0856 | 6.322 | 155444.806 | 0.0866 | 14.708 | 356189.1 | 0.091 | 9.2 | 221581 | 0.0864 | 6.8 | 166652.6 | 11.8 | Water Injection | Low Ozone Season Rate | 0.0816 | 0.0816 | 8.2 |  |  | 8.2
PA | Chambersburg Units 12 & 13 | 55654 | 13 | Franklin | 2001-12-01 | 510 | 43.8 | 39.8668 | -77.6859 | ARP, CAIRNOX, CAIROS, CAIRSO2, TRNOX, TRNOXOS, TRSO2G1 | Combustion turbine | Pipeline Natural Gas |  | Water Injection | Electric Utility |  | 0.0947 | 6.267 | 142460.316 | 0.0913 | 13.63 | 320612.186 | 0.0869 | 21.91 | 536484.752 | 0.091 | 13.477 | 326957.933 | 0.0829 | 16.395 | 410712.435 | 0.0897 | 11.195 | 272933.481 | 0.086 | 6.024 | 149545.542 | 0.087 | 15.224 | 370910.582 | 0.0868 | 9 | 228230.3 | 0.0879 | 6.8 | 164082.1 | 12.2 | Water Injection | Low Ozone Season Rate | 0.0829 | 0.0829 | 8.6 |  |  | 8.6
PA | Cheswick | 8226 | 1 | Allegheny | 1970-12-01 | 6000 | 637 | 40.5383 | -79.7906 | ARP, NBP | Tangentially-fired | Coal | Pipeline Natural Gas | Low NOx Burner Technology w/ Separated OFA<br>Selective Catalytic Reduction (Began Apr 30, 2003) | Electric Utility | Electric Services | 0.0595 | 431.229 | 15000000 | 0.0793 | 320.176 | 8950003.431 | 0.1053 | 562.666 | 12400000 | 0.0901 | 370.305 | 9320529.066 | 0.1898 | 944.486 | 10900000 | 0.2481 | 962.644 | 8841371.517 | 0.171 | 830.03 | 9765422.226 | 0.2568 | 1182.518 | 8937789.619 | 0.2386 | 1690 | 14400000 | 0.3295 | 2142.1 | 12200000 | 65.1 | SCR | Existing SCR | 0.0595 | 0.0595 | 421.4 |  |  | 421.4
PA | Colver Power Project | 10143 | AAB01 | Cambria | 1995-05-16 | 1365 | 118 | 40.55 | -78.8 | NBP | Circulating fluidized bed boiler | Coal Refuse |  | Ammonia Injection | Small Power Producer | Electric Services | 0.1292 | 249.071 | 3803433.351 | 0.1332 | 285.23 | 4133338.367 | 0.1175 | 232.467 | 3908779.133 | 0.1087 | 229.589 | 4222327.433 | 0.1295 | 268.242 | 4128057.89 | 0.1341 | 292.16 | 4324656.475 | 0.128 | 289.825 | 4532502.681 | 0.1324 | 282.725 | 4232137.788 | 0.1209 | 273.5 | 4545293.4 | 0.1587 | 359.1 | 4517929.4 | 90.7 | EAI | Existing Amonia Injection | 0.1087 | 0.1087 | 245.9 |  |  | 245.9
PA | Conemaugh | 3118 | 1 | Indiana | 1970-05-01 | 8985 | 936 | 40.3842 | -79.0611 | ARP, NBP | Tangentially-fired | Coal | Pipeline Natural Gas | Low NOx Burner Technology w/ Closed-coupled/Separated OFA | Electric Utility | Electric Services | 0.3079 | 3931.225 | 25400000 | 0.3138 | 4462.726 | 28400000 | 0.2982 | 3726.761 | 24900000 | 0.3348 | 5018.947 | 29900000 | 0.3263 | 4317.647 | 26200000 | 0.3357 | 3833.242 | 22600000 | 0.3197 | 3991.659 | 24800000 | 0.3359 | 4236.458 | 25000000 | 0.3411 | 3889.5 | 22600000 | 0.3199 | 3909.2 | 24600000 | 68.6 |  | New SCR | 0.2982 | 0.06 | 684.2 |  |  | 684.2
PA | Conemaugh | 3118 | 2 | Indiana | 1971-05-01 | 8985 | 936 | 40.3842 | -79.0611 | ARP, NBP | Tangentially-fired | Coal | Pipeline Natural Gas | Low NOx Burner Technology w/ Closed-coupled/Separated OFA | Electric Utility | Electric Services | 0.2999 | 3635.689 | 24000000 | 0.2945 | 3280.787 | 22000000 | 0.2893 | 3904.596 | 26800000 | 0.3052 | 4251.005 | 27700000 | 0.2951 | 2950.734 | 19900000 | 0.2981 | 3906.329 | 26100000 | 0.2864 | 3357.17 | 23000000 | 0.3187 | 3891.342 | 23700000 | 0.317 | 4085.5 | 25500000 | 0.2999 | 3789.3 | 24900000 | 77.4 |  | New SCR | 0.2864 | 0.06 | 773.3 |  |  | 773.3
PA | Cromby | 3159 | 1 | Chester | 1954-01-01 | 1825 | 187.5 | 40.1514 | -75.5306 | ARP, NBP | Dry bottom wall-fired boiler | Coal |  | Selective Non-catalytic Reduction | Electric Utility | Electric Services | 0.2371 | 478.698 | 3787000.472 | 0.3141 | 820.597 | 4958763.34 | 0.3134 | 608.799 | 3776797.84 | 0.2957 | 621.387 | 3991337.167 | 0.3737 | 779.33 | 4054343.465 | 0.3835 | 796.199 | 3943582.345 | 0.3743 | 412.16 | 2115007.444 | 0.392 | 642.87 | 3124288.003 | 0.349 | 24.8 | 128509.9 |  |  |  | 1.9 | SNCR | Existing SNCR | 0.2371 | 0.2371 | 16.8 | Shutdown | Gas Combined Cycle Replacement | 0.6 | 24.2
PA | Cromby | 3159 | 2 | Chester | 1955-01-01 | 2481 | 230 | 40.1514 | -75.5306 | ARP, NBP | Tangentially-fired | Residual Oil | Pipeline Natural Gas | Low NOx Burner Technology w/ Closed-coupled OFA | Electric Utility | Electric Services | 0.1878 | 135.146 | 1257612.466 | 0.201 | 116.548 | 995776.641 | 0.223 | 296.31 | 2503279.396 | 0.1505 | 57.352 | 703985.709 | 0.1466 | 80.448 | 1017984.365 | 0.1754 | 46.201 | 517344.479 | 0.139 | 53.773 | 746114.871 | 0.1141 | 113.907 | 1626399.024 | 0.161 | 40.5 | 424841.7 |  |  |  | 4.7 |  | New SCR | 0.1141 | 0.06 | 15.1 |  |  | 15.1
PA | Croydon Generating Station | 8012 | 11 | Bucks | 1974-04-19 | 838 | 68.3 | 40.08 | -74.8917 | CAIRNOX, CAIROS, CAIRSO2, TRNOX, TRNOXOS, TRSO2G1 | Combustion turbine | Diesel Oil |  |  | Electric Utility |  | 0.5353 | 0.258 | 965.2 | 0.5353 | 0.219 | 819.6 | 0.5354 | 0.885 | 3306.8 | 0.5787 | 0.725 | 2505.2 | 0.5791 | 1.982 | 6847.1 | 0.5888 | 3.435 | 11669.6 | 0.5964 | 0.382 | 1277.2 | 0.598 | 5.823 | 19475 | 0.598 | 6.7 | 22480.9 | 0.598 | 3.2 | 10628.2 | 0.7 | None Reported | Water Injection | 0.5353 | 0.32118 | 3.6 |  |  | 3.6
PA | Croydon Generating Station | 8012 | 12 | Bucks | 1974-04-19 | 838 | 68.3 | 40.08 | -74.8917 | CAIRNOX, CAIROS, CAIRSO2, TRNOX, TRNOXOS, TRSO2G1 | Combustion turbine | Diesel Oil |  |  | Electric Utility |  | 0.514 | 6.229 | 24238.9 | 0.514 | 0.196 | 762.2 | 0.514 | 11.441 | 44515 | 0.579 | 7.945 | 27443.2 | 0.5794 | 1.86 | 6423.4 | 0.5869 | 4.545 | 15444.1 | 0.598 | 0.302 | 1011 | 0.598 | 6.927 | 23166.6 | 0.5981 | 6.5 | 21626.2 | 0.5981 | 3.4 | 11428.1 | 0.7 | None Reported | Water Injection | 0.514 | 0.3084 | 3.3 |  |  | 3.3
PA | Croydon Generating Station | 8012 | 21 | Bucks | 1974-04-19 | 838 | 68.3 | 40.08 | -74.8917 | CAIRNOX, CAIROS, CAIRSO2, TRNOX, TRNOXOS, TRSO2G1 | Combustion turbine | Diesel Oil |  |  | Electric Utility |  | 1.2601 | 6.929 | 10997.5 | 1.2585 | 0.769 | 1221.1 | 1.5316 | 30.589 | 39934.7 | 1.2 | 0.487 | 812 | 1.2 | 7.952 | 13253.8 | 0.8151 | 3.676 | 9344.6 | 0.5988 | 0.274 | 914.9 | 0.598 | 8.106 | 27108.6 | 0.598 | 3.8 | 12701.9 | 0.5967 | 3 | 9951.6 | 0.4 | None Reported | Water Injection | 0.5967 | 0.35802 | 2.3 |  |  | 2.3
PA | Croydon Generating Station | 8012 | 22 | Bucks | 1974-04-19 | 838 | 68.3 | 40.08 | -74.8917 | CAIRNOX, CAIROS, CAIRSO2, TRNOX, TRNOXOS, TRSO2G1 | Combustion turbine | Diesel Oil |  |  | Electric Utility |  | 0.53 | 8.438 | 31840.1 | 0.531 | 0.282 | 1062.2 | 0.57 | 23.035 | 80821.8 | 0.5791 | 9.503 | 32822.7 | 0.5789 | 3.444 | 11897.3 | 0.5905 | 4.109 | 13927.3 | 0.5983 | 0.31 | 1035.1 | 0.5981 | 6.701 | 22409.4 | 0.5977 | 6 | 20006.3 | 0.5981 | 2 | 6644.1 | 0.7 | None Reported | Water Injection | 0.53 | 0.318 | 3.2 |  |  | 3.2
PA | Croydon Generating Station | 8012 | 31 | Bucks | 1974-04-19 | 838 | 68.3 | 40.08 | -74.8917 | CAIRNOX, CAIROS, CAIRSO2, TRNOX, TRNOXOS, TRSO2G1 | Combustion turbine | Diesel Oil |  |  | Electric Utility |  | 0.6 | 5.434 | 18112.2 | 0.6 | 0.298 | 992.9 | 0.6024 | 18.376 | 61050.8 | 0.5791 | 7.156 | 24717.3 | 0.579 | 1.86 | 6426.3 | 0.5899 | 3.833 | 12982.2 | 0.5975 | 0.27 | 902 | 0.5981 | 8.55 | 28594.1 | 0.598 | 4.3 | 14535.4 | 0.5979 | 2.1 | 6862 | 0.5 | None Reported | Water Injection | 0.579 | 0.3474 | 2.5 |  |  | 2.5
PA | Croydon Generating Station | 8012 | 32 | Bucks | 1974-04-19 | 838 | 68.3 | 40.08 | -74.8917 | CAIRNOX, CAIROS, CAIRSO2, TRNOX, TRNOXOS, TRSO2G1 | Combustion turbine | Diesel Oil |  |  | Electric Utility |  | 1.15 | 11.329 | 19701.4 | 1.15 | 1.611 | 2802.5 | 1.15 | 5.812 | 10107.8 | 0.576 | 4.769 | 16559.7 | 0.5759 | 2.187 | 7594.5 | 0.5886 | 3.689 | 12511.4 | 0.5983 | 0.451 | 1507 | 0.598 | 8.342 | 27898 | 0.598 | 5.2 | 17232 | 0.5979 | 2.5 | 8422.9 | 0.6 | None Reported | Water Injection | 0.5759 | 0.34554 | 3 |  |  | 3
PA | Croydon Generating Station | 8012 | 41 | Bucks | 1974-04-19 | 838 | 68.3 | 40.08 | -74.8917 | CAIRNOX, CAIROS, CAIRSO2, TRNOX, TRNOXOS, TRSO2G1 | Combustion turbine | Diesel Oil |  |  | Electric Utility |  | 0.59 | 5.414 | 18353.8 | 0.59 | 0.287 | 972.2 | 0.59 | 15.026 | 50935.8 | 0.579 | 7.984 | 27576.8 | 0.5791 | 1.533 | 5293.6 | 0.5888 | 3.78 | 12843.1 | 0.5975 | 0.27 | 903.9 | 0.598 | 7.657 | 25608.4 | 0.598 | 5.3 | 17810.9 | 0.5977 | 0.7 | 2421.1 | 0.6 | None Reported | Water Injection | 0.579 | 0.3474 | 3.1 |  |  | 3.1
PA | Croydon Generating Station | 8012 | 42 | Bucks | 1974-04-19 | 838 | 68.3 | 40.08 | -74.8917 | CAIRNOX, CAIROS, CAIRSO2, TRNOX, TRNOXOS, TRSO2G1 | Combustion turbine | Diesel Oil |  |  | Electric Utility |  | 1.1 | 8.138 | 14795.9 | 1.1003 | 1.488 | 2704.3 | 0.602 | 16.086 | 53444 | 0.5791 | 7.11 | 24560.7 | 0.5791 | 2.272 | 7847.5 | 0.592 | 3.163 | 10679.2 | 0.5977 | 0.28 | 937.1 | 0.598 | 7.818 | 26147.6 | 0.598 | 7.6 | 25436.1 | 0.598 | 1.2 | 4141.1 | 0.8 | None Reported | Water Injection | 0.5791 | 0.34746 | 4.4 |  |  | 4.4
PA | Duke Energy Fayette, II LLC | 55516 | CTG1 | Fayette | 2003-03-21 | 2700 | 163.5 | 39.8592 | -79.9182 | ARP, CAIRNOX, CAIROS, CAIRSO2, TRNOX, TRNOXOS, TRSO2G1 | Combined cycle | Pipeline Natural Gas |  | Dry Low NOx Burners<br>Selective Catalytic Reduction | Electric Utility |  | 0.0375 | 4.099 | 473250.401 | 0.0206 | 4.502 | 834475.253 | 0.0299 | 6.327 | 922223.938 | 0.0292 | 5.563 | 740963.52 | 0.0197 | 9.025 | 1734181.245 | 0.0218 | 4.435 | 803522.362 | 0.0095 | 16.876 | 5025492.019 | 0.0166 | 14.81 | 3405301.397 | 0.0067 | 16.6 | 5545327.5 | 0.007 | 23.6 | 6989479.5 | 55.9 | Dry Low NOx Burners<br>Selective Catalytic Reduction | Existing SCR | 0.0067 | 0.0067 | 16.6 |  |  | 16.6
PA | Duke Energy Fayette, II LLC | 55516 | CTG2 | Fayette | 2003-03-16 | 2700 | 163.5 | 39.8592 | -79.9182 | ARP, CAIRNOX, CAIROS, CAIRSO2, TRNOX, TRNOXOS, TRSO2G1 | Combined cycle | Pipeline Natural Gas |  | Dry Low NOx Burners<br>Selective Catalytic Reduction | Electric Utility |  | 0.0334 | 3.315 | 426769.435 | 0.0189 | 4.593 | 899039.798 | 0.0368 | 7.499 | 829318.815 | 0.0291 | 6.094 | 757389.295 | 0.018 | 9.14 | 1763390.21 | 0.0249 | 5.924 | 936699.947 | 0.0098 | 19.088 | 5149147.566 | 0.0175 | 15.54 | 3443161.533 | 0.0074 | 18.8 | 5577057.8 | 0.0071 | 24.1 | 7123813.1 | 56.3 | Dry Low NOx Burners<br>Selective Catalytic Reduction | Existing SCR | 0.0071 | 0.0071 | 18 |  |  | 18
PA | Eddystone Generating Station | 3161 | 1 | Delaware | 1959-01-01 | 2704 | 353.6 | 39.858 | -75.323 | ARP, NBP | Tangentially-fired | Coal |  | Low NOx Burner Technology w/ Closed-coupled/Separated OFA<br>Selective Non-catalytic Reduction (Began May 01, 2003) | Electric Utility | Electric Services | 0.1917 | 868.214 | 9164331.672 | 0.21 | 925.528 | 8889493.957 | 0.2463 | 1048.153 | 8656339.17 | 0.2515 | 882.208 | 7184516.993 | 0.3222 | 1372.337 | 8920822.683 | 0.3495 | 1167.617 | 7011269.504 | 0.3945 | 951.025 | 4968396.007 | 0.3515 | 1134.844 | 6688329.715 | [6 empty] | 0 | SNCR | New SCR | 0.1917 | 0.09585 | 0 | Shutdown | Gas Combined Cycle Replacement/No operation 2011 | 0 | 0
PA | Eddystone Generating Station | 3161 | 2 | Delaware | 1960-01-01 | 3870.7 | 353.6 | 39.858 | -75.323 | ARP, NBP | Tangentially-fired | Coal |  | Low NOx Burner Technology w/ Closed-coupled/Separated OFA<br>Selective Non-catalytic Reduction (Began May 01, 2003) | Electric Utility | Electric Services | 0.1646 | 705.451 | 8255952.279 | 0.2049 | 659.024 | 6329432.381 | 0.2728 | 1182.25 | 8559397.006 | 0.2481 | 916.187 | 7215732.34 | 0.261 | 1054.523 | 8258312.118 | 0.2661 | 950.392 | 7259875.912 | 0.2249 | 734.015 | 6497207.57 | 0.2398 | 809.737 | 6756913.199 | [6 empty] | 0 | SNCR | New SCR | 0.1646 | 0.0823 | 0 | Shutdown | Gas Combined Cycle Replacement/No operation 2011 | 0 | 0
PA | Eddystone Generating Station | 3161 | 3 | Delaware | 1974-01-01 | 5863.1 | 391 | 39.858 | -75.323 | ARP, NBP | Tangentially-fired | Residual Oil | Other Oil, Pipeline Natural Gas | Other | Electric Utility | Electric Services | 0.1945 | 192.661 | 2093718.446 | 0.201 | 187.97 | 1996967.552 | 0.1576 | 344.909 | 4070106.474 | 0.1283 | 83.431 | 1172480.788 | 0.1113 | 93.44 | 1419746.892 | 0.0807 | 23.13 | 481578.637 | 0.1068 | 9.866 | 147345.293 | 0.0956 | 109.92 | 1749294.475 | 0.0949 | 51.5 | 849520.1 | 0.141 | 39 | 475563.4 | 3.9 |  | Low Ozone Season Rate | 0.0807 | 0.0807 | 43.8 | Shutdown | Gas Combined Cycle Replacement | 4 | 47.4
PA | Eddystone Generating Station | 3161 | 4 | Delaware | 1976-01-01 | 5345.3 | 391 | 39.858 | -75.323 | ARP, NBP | Tangentially-fired | Residual Oil | Other Oil, Pipeline Natural Gas | Other | Electric Utility | Electric Services | 0.1929 | 126.656 | 1375185.643 | 0.1999 | 177.182 | 1903163.548 | 0.1585 | 371.189 | 4305906.148 | 0.1336 | 87.891 | 1232106.033 | 0.108 | 75.149 | 1194167.389 | 0.0761 | 24.491 | 552465.855 | 0.1203 | 6.228 | 100021.592 | 0.1 | 97.453 | 1507606.308 | 0.0979 | 46.5 | 734484 | 0.1315 | 55 | 686131.8 | 3.7 |  | Low Ozone Season Rate | 0.0761 | 0.0761 | 36.2 | Shutdown | Gas Combined Cycle Replacement | 3.5 | 43.1
PA | Elrama | 3098 | 1 | Washington | 1952-06-01 | 1200 | 100 | 40.2525 | -79.9183 | ARP, NBP | Dry bottom vertically-fired boiler | Coal |  | Low NOx Burner Technology (Dry Bottom only)<br>Overfire Air<br>Selective Non-catalytic Reduction<br>Combustion Modification/Fuel Reburning | Electric Utility | Electric Services | 0.3812 | 388.728 | 2012247.582 | 0.4054 | 82.903 | 405976.221 | 0.4618 | 485.429 | 2013571.432 | 0.4476 | 396.356 | 1725828.213 | 0.5314 | 411.94 | 1504615.377 | 0.5358 | 115.228 | 421090.521 | 0.4979 | 7.911 | 29875.191 | 0.4955 | 45.26 | 179814.986 | 0.4975 | 32.2 | 120875.8 |  |  |  | 2.7 | SNCR | Existing SNCR | 0.3812 | 0.3812 | 24.7 | Shutdown | Gas Combined Cycle Replacement | 0.6 | 31.6
PA | Elrama | 3098 | 2 | Washington | 1953-03-01 | 1254 | 100 | 40.2525 | -79.9183 | ARP, NBP | Dry bottom vertically-fired boiler | Coal |  | Low NOx Burner Technology (Dry Bottom only)<br>Overfire Air<br>Selective Non-catalytic Reduction<br>Combustion Modification/Fuel Reburning | Electric Utility | Electric Services | 0.3757 | 368.303 | 1923056.585 | 0.4021 | 372.552 | 1811081.217 | 0.4419 | 470.881 | 2039528.818 | 0.4456 | 491.368 | 2128572.71 | 0.5225 | 563.911 | 2088739.538 | 0.5052 | 213.466 | 799164.233 | 0.5188 | 25.527 | 91850.731 | 0.445 | 196.903 | 844196.842 | 0.4551 | 86.3 | 333109.4 | 0.432 | 12.5 | 53438.9 | 7.2 | SNCR | Existing SNCR | 0.3757 | 0.3757 | 71.2 | Shutdown | Gas Combined Cycle Replacement | 1.6 | 84.7
PA | Elrama | 3098 | 3 | Washington | 1954-11-01 | 1300 | 125 | 40.2525 | -79.9183 | ARP, NBP | Dry bottom vertically-fired boiler | Coal |  | Combustion Modification/Fuel Reburning<br>Low NOx Burner Technology (Dry Bottom only)<br>Overfire Air<br>Selective Non-catalytic Reduction | Electric Utility | Electric Services | 0.384 | 328.945 | 1682672.004 | 0.378 | 390.339 | 2039896.724 | 0.4688 | 418.677 | 1718631.338 | 0.4492 | 461.901 | 1987128.363 | 0.5242 | 484.184 | 1797597.167 | 0.4868 | 143.715 | 544233.433 | 0.4972 | 42.207 | 153870.974 | 0.4566 | 192.035 | 792673.225 | 0.5212 | 69.9 | 248674.6 | 0.4155 | 15.2 | 65824.6 | 5.2 | SNCR | Existing SNCR | 0.378 | 0.378 | 50.7 | Shutdown | Gas Combined Cycle Replacement | 1.2 | 68.7
PA | Elrama | 3098 | 4 | Washington | 1960-11-30 | 2028 | 185 | 40.2525 | -79.9183 | ARP, NBP | Dry bottom wall-fired boiler | Coal |  | Low NOx Burner Technology (Dry Bottom only)<br>Selective Non-catalytic Reduction<br>Combustion Modification/Fuel Reburning | Electric Utility | Electric Services | 0.3825 | 827.46 | 4274381.612 | 0.3748 | 709.187 | 3749118.608 | 0.4565 | 1056.21 | 4433110.651 | 0.4455 | 1121.025 | 4835609.633 | 0.5198 | 900.321 | 3369925.073 | 0.4751 | 387.314 | 1516987.512 | 0.4551 | 469.167 | 1856962.68 | 0.4436 | 527.696 | 2181659.7 | 0.4545 | 191.6 | 723911.9 | 0.3518 | 146.3 | 700491.2 | 9.7 | SNCR | New SCR | 0.3518 | 0.1759 | 74.2 | Shutdown | Gas Combined Cycle Replacement | 3.4 | 188.2
PA | Fairless Energy, LLC | 55298 | 1A | Bucks | 2004-02-20 | 2406 | 198.9 | 40.1464 | -74.7406 | ARP, CAIRNOX, CAIROS, CAIRSO2, TRNOX, TRNOXOS, TRSO2G1 | Combined cycle | Pipeline Natural Gas |  | Dry Low NOx Burners<br>Selective Catalytic Reduction | Electric Utility |  |  |  |  | 0.0446 | 27.727 | 2406210.731 | 0.0177 | 13.793 | 2545378.798 | 0.0139 | 12.356 | 2480012.284 | 0.0113 | 14.889 | 3256452.995 | 0.0102 | 13.805 | 3531858.735 | 0.0074 | 18.228 | 5409464.865 | 0.0088 | 16.606 | 4526393.584 | 0.0075 | 23.9 | 6494708.6 | 0.0083 | 27 | 6739705.5 | 73.5 | Dry Low NOx Burners<br>Selective Catalytic Reduction | Existing SCR | 0.0074 | 0.0074 | 23.6 |  |  | 23.6
PA | Fairless Energy, LLC | 55298 | 1B | Bucks | 2004-02-16 | 2406 | 198.9 | 40.1464 | -74.7406 | ARP, CAIRNOX, CAIROS, CAIRSO2, TRNOX, TRNOXOS, TRSO2G1 | Combined cycle | Pipeline Natural Gas |  | Dry Low NOx Burners<br>Selective Catalytic Reduction | Electric Utility |  |  |  |  | 0.0405 | 23.193 | 2233347.852 | 0.0254 | 18.18 | 2664217.416 | 0.0189 | 14.301 | 2521027.041 | 0.0183 | 18.103 | 3304199.286 | 0.0142 | 16.896 | 3439147.233 | 0.0076 | 18.339 | 5411610.963 | 0.0095 | 19.143 | 5010330.304 | 0.0076 | 23.9 | 6453562.9 | 0.0083 | 27.5 | 6763345.5 | 73 | Dry Low NOx Burners<br>Selective Catalytic Reduction | Existing SCR | 0.0076 | 0.0076 | 23.9 |  |  | 23.9
PA | Fairless Energy, LLC | 55298 | 2A | Bucks | 2004-04-23 | 2406 | 198.9 | 40.1464 | -74.7406 | ARP, CAIRNOX, CAIROS, CAIRSO2, TRNOX, TRNOXOS, TRSO2G1 | Combined cycle | Pipeline Natural Gas |  | Dry Low NOx Burners<br>Selective Catalytic Reduction | Electric Utility |  |  |  |  | 0.0422 | 23.622 | 2143933.131 | 0.0303 | 18.368 | 2311738.596 | 0.017 | 14.942 | 2908857.027 | 0.0153 | 18.216 | 3511479.195 | 0.0181 | 19.871 | 3539817.58 | 0.0078 | 20.972 | 5636272.239 | 0.0147 | 17.644 | 3934644.824 | 0.0073 | 22.5 | 6340655.7 | 0.0081 | 25.5 | 6536028.8 | 71.8 | Dry Low NOx Burners<br>Selective Catalytic Reduction | Existing SCR | 0.0073 | 0.0073 | 22.5 |  |  | 22.5
PA | Fairless Energy, LLC | 55298 | 2B | Bucks | 2004-04-17 | 2406 | 198.9 | 40.1464 | -74.7406 | ARP, CAIRNOX, CAIROS, CAIRSO2, TRNOX, TRNOXOS, TRSO2G1 | Combined cycle | Pipeline Natural Gas |  | Dry Low NOx Burners<br>Selective Catalytic Reduction | Electric Utility |  |  |  |  | 0.0441 | 27.147 | 2321773.027 | 0.0277 | 16.651 | 2128208.977 | 0.0149 | 13.269 | 2735201.397 | 0.0171 | 19.512 | 3527199.849 | 0.0149 | 17.504 | 3424533.725 | 0.0096 | 25.035 | 5689818.069 | 0.0148 | 17.722 | 3899158.954 | 0.0073 | 22.7 | 6435077.3 | 0.0073 | 24.6 | 6827692.4 | 72.8 | Dry Low NOx Burners<br>Selective Catalytic Reduction | Existing SCR | 0.0073 | 0.0073 | 22.7 |  |  | 22.7
PA | Fairless Hills Generating Station | 7701 | PHBLR3 | Bucks | 1996-12-01 | 468 | 30 | 40.1405 | -74.7506 | NBP | Dry bottom wall-fired boiler | Pipeline Natural Gas | Other Gas, Residual Oil |  | Electric Utility | Steam Supply | 0.125 | 0.589 | 9617.438 | 0.1119 | 0.408 | 6521.045 | [20 empty] | 0 |  |  |  | 0 |  | New SNCR | 0.1119 | 0.06714 | 0 |  |  | 0
PA | Fairless Hills Generating Station | 7701 | PHBLR4 | Bucks | 1996-12-01 | 468.7 | 30 | 40.1405 | -74.7506 | NBP | Dry bottom wall-fired boiler | Other Gas | Natural Gas, Residual Oil | Low NOx Burner Technology (Dry Bottom only) | Electric Utility | Steam Supply | 0.0549 | 15.288 | 634743.207 | 0.0514 | 18.674 | 744938.398 | 0.0518 | 10.222 | 432557.588 | 0.0559 | 3.524 | 132051.22 | 0.045 | 30.071 | 1405332.372 | 0.0447 | 27.374 | 1238416.724 | 0.0393 | 16.256 | 847309.747 | 0.0456 | 29.969 | 1305882.704 | 0.042 | 19.7 | 1000600.4 | 0.0457 | 26.4 | 1187864.3 | 58.1 |  | Low Ozone Season Rate | 0.0393 | 0.0393 | 18.4 |  |  | 18.4
PA | Fairless Hills Generating Station | 7701 | PHBLR5 | Bucks | 1996-12-01 | 468.7 | 30 | 40.1405 | -74.7506 | NBP | Dry bottom wall-fired boiler | Other Gas | Residual Oil | Low NOx Burner Technology (Dry Bottom only) | Electric Utility | Steam Supply | 0.0412 | 11.934 | 611855.123 | 0.0218 | 3.047 | 316473.142 | 0.0278 | 12.121 | 1041606.58 | 0.034 | 21.603 | 1340948.573 | 0.0488 | 4.469 | 192139.774 | 0.0425 | 3.322 | 163066.437 | 0.0322 | 9.928 | 669224.949 | 0.0373 | 4.878 | 233583.928 | 0.0445 | 11.4 | 525756.6 | 0.0557 | 10.8 | 375021 | 30.5 |  | Low Ozone Season Rate | 0.0218 | 0.0218 | 5.6 |  |  | 5.6
PA | Handsome Lake Energy | 55233 | EU-1A | Venango | 2001-07-25 | 260 | 58.9 | 41.2908 | -79.8061 | ARP, CAIRNOX, CAIROS, CAIRSO2, TRNOX, TRNOXOS, TRSO2G1 | Combustion turbine | Pipeline Natural Gas |  | Water Injection | Electric Utility |  | 0.1499 | 0.279 | 3719.3 | 0.0791 | 0.15 | 3802.4 | 0.0789 | 2.321 | 58745.5 | 0.0657 | 3.244 | 97336.6 | 0.0531 | 2.808 | 105919.7 | 0.0531 | 0.917 | 34611.8 | 0.053 | 0.566 | 21351.7 | 0.0528 | 0.569 | 21452.3 | 0.0539 | 0.8 | 29352.6 | 0.0694 | 3.7 | 106117.4 | 3.1 | Water Injection | Low Ozone Season Rate | 0.0528 | 0.0528 | 0.8 |  |  | 0.8
PA | Handsome Lake Energy | 55233 | EU-1B | Venango | 2001-07-25 | 260 | 58.9 | 41.2908 | -79.8061 | ARP, CAIRNOX, CAIROS, CAIRSO2, TRNOX, TRNOXOS, TRSO2G1 | Combustion turbine | Pipeline Natural Gas |  | Water Injection | Electric Utility |  | 0.15 | 0.278 | 3711.8 | 0.086 | 0.169 | 3917.3 | 0.086 | 2.501 | 58172.1 | 0.0711 | 3.488 | 95997.5 | 0.05 | 2.658 | 106277 | 0.05 | 0.814 | 32549.5 | 0.05 | 0.534 | 21351.7 | 0.0493 | 0.536 | 21442.8 | 0.0527 | 0.8 | 29285.1 | 0.0892 | 4.7 | 106117.4 | 3.1 | Water Injection | Low Ozone Season Rate | 0.0493 | 0.0493 | 0.7 |  |  | 0.7
PA | Handsome Lake Energy | 55233 | EU-2A | Venango | 2001-07-18 | 260 | 58.9 | 41.2908 | -79.8061 | ARP, CAIRNOX, CAIROS, CAIRSO2, TRNOX, TRNOXOS, TRSO2G1 | Combustion turbine | Pipeline Natural Gas |  | Water Injection | Electric Utility |  | 0.15 | 0.296 | 3942.7 | 0.079 | 0.19 | 4797.9 | 0.079 | 2.831 | 71683.5 | 0.0658 | 3.142 | 94153.3 | 0.051 | 2.714 | 106421.5 | 0.0509 | 0.657 | 25760.8 | 0.051 | 0.57 | 22322 | 0.0509 | 0.858 | 33665.5 | 0.0514 | 1.2 | 46007.2 | 0.057 | 2.9 | 101275.9 | 4.8 | Water Injection | Low Ozone Season Rate | 0.0509 | 0.0509 | 1.2 |  |  | 1.2
PA | Handsome Lake Energy | 55233 | EU-2B | Venango | 2001-07-18 | 260 | 58.9 | 41.2908 | -79.8061 | ARP, CAIRNOX, CAIROS, CAIRSO2, TRNOX, TRNOXOS, TRSO2G1 | Combustion turbine | Pipeline Natural Gas |  | Water Injection | Electric Utility |  | 0.15 | 0.296 | 3942.7 | 0.079 | 0.188 | 4758.1 | 0.079 | 2.805 | 71025 | 0.0656 | 3.143 | 94433.6 | 0.0521 | 2.754 | 105907.9 | 0.0518 | 0.658 | 25333.8 | 0.0519 | 0.586 | 22525.4 | 0.052 | 0.883 | 33971.1 | 0.0546 | 1.2 | 45804.6 | 0.0946 | 4.7 | 100921.5 | 4.8 | Water Injection | Low Ozone Season Rate | 0.0518 | 0.0518 | 1.2 |  |  | 1.2
PA | Handsome Lake Energy | 55233 | EU-3A | Venango | 2001-07-11 | 260 | 58.9 | 41.2908 | -79.8061 | ARP, CAIRNOX, CAIROS, CAIRSO2, TRNOX, TRNOXOS, TRSO2G1 | Combustion turbine | Pipeline Natural Gas |  | Water Injection | Electric Utility |  | 0.15 | 0.314 | 4182.8 | 0.083 | 0.151 | 3634.8 | 0.0829 | 1.728 | 41637.5 | 0.0681 | 3.438 | 99550.9 | 0.0511 | 2.413 | 94632.8 | 0.0509 | 0.732 | 28696.3 | 0.0511 | 0.542 | 21260.9 | 0.051 | 0.661 | 25912.4 | 0.0518 | 1.1 | 42082.7 | 0.0634 | 3 | 94371.5 | 4.4 | Water Injection | Low Ozone Season Rate | 0.0509 | 0.0509 | 1.1 |  |  | 1.1
PA | Handsome Lake Energy | 55233 | EU-3B | Venango | 2001-07-11 | 260 | 58.9 | 41.2908 | -79.8061 | ARP, CAIRNOX, CAIROS, CAIRSO2, TRNOX, TRNOXOS, TRSO2G1 | Combustion turbine | Pipeline Natural Gas |  | Water Injection | Electric Utility |  | 0.15 | 0.325 | 4328.6 | 0.077 | 0.145 | 3763.7 | 0.0771 | 1.874 | 48662.7 | 0.0651 | 3.292 | 99854.5 | 0.0521 | 2.46 | 94612.8 | 0.0518 | 0.746 | 28696.3 | 0.052 | 0.553 | 21260.9 | 0.052 | 0.668 | 25714.6 | 0.0545 | 1.1 | 41834.7 | 0.0853 | 4 | 95080.4 | 4.4 | Water Injection | Low Ozone Season Rate | 0.0518 | 0.0518 | 1.1 |  |  | 1.1
PA | Handsome Lake Energy | 55233 | EU-4A | Venango | 2001-07-02 | 260 | 58.9 | 41.2908 | -79.8061 | ARP, CAIRNOX, CAIROS, CAIRSO2, TRNOX, TRNOXOS, TRSO2G1 | Combustion turbine | Pipeline Natural Gas |  | Water Injection | Electric Utility |  | 0.1518 | 0.415 | 5458.4 | 0.085 | 0.1 | 2357.1 | 0.0851 | 2.558 | 60191.1 | 0.0704 | 3.234 | 91000.3 | 0.0531 | 1.432 | 54019.9 | 0.053 | 0.95 | 35859.1 | 0.053 | 0.647 | 24424.7 | 0.0532 | 0.769 | 28984.2 | 0.0589 | 1.2 | 42389.7 | 0.0912 | 5.4 | 118405.7 | 4.4 | Water Injection | Low Ozone Season Rate | 0.053 | 0.053 | 1.1 |  |  | 1.1
PA | Handsome Lake Energy | 55233 | EU-4B | Venango | 2001-07-02 | 260 | 58.9 | 41.2908 | -79.8061 | ARP, CAIRNOX, CAIROS, CAIRSO2, TRNOX, TRNOXOS, TRSO2G1 | Combustion turbine | Pipeline Natural Gas |  | Water Injection | Electric Utility |  | 0.1499 | 0.384 | 5124.6 | 0.08 | 0.095 | 2366.2 | 0.08 | 2.399 | 59981.2 | 0.0664 | 3.06 | 91264.5 | 0.05 | 2.386 | 95469.8 | 0.05 | 0.885 | 35401.2 | 0.0499 | 0.611 | 24424.7 | 0.0502 | 0.726 | 28955.7 | 0.0551 | 1.2 | 42389.7 | 0.0843 | 5 | 118931.1 | 4.4 | Water Injection | Low Ozone Season Rate | 0.0499 | 0.0499 | 1.1 |  |  | 1.1
PA | Handsome Lake Energy | 55233 | EU-5A | Venango | 2001-06-30 | 260 | 58.9 | 41.2908 | -79.8061 | ARP, CAIRNOX, CAIROS, CAIRSO2, TRNOX, TRNOXOS, TRSO2G1 | Combustion turbine | Pipeline Natural Gas |  | Water Injection | Electric Utility |  | 0.15 | 0.499 | 6652.1 | 0.0871 | 0.117 | 2679.7 | 0.0871 | 1.931 | 44385.5 | 0.0725 | 3.205 | 87379.2 | 0.0511 | 2.685 | 105300.8 | 0.051 | 0.955 | 37453.7 | 0.051 | 0.619 | 24248.7 | 0.0511 | 0.849 | 33308.3 | 0.0511 | 1.1 | 41810.6 | 0.0533 | 2.8 | 105921.6 | 4.4 | Water Injection | Low Ozone Season Rate | 0.051 | 0.051 | 1.1 |  |  | 1.1
PA | Handsome Lake Energy | 55233 | EU-5B | Venango | 2001-06-30 | 260 | 58.9 | 41.2908 | -79.8061 | ARP, CAIRNOX, CAIROS, CAIRSO2, TRNOX, TRNOXOS, TRSO2G1 | Combustion turbine | Pipeline Natural Gas |  | Water Injection | Electric Utility |  | 0.15 | 0.499 | 6652.1 | 0.0851 | 0.112 | 2642.7 | 0.085 | 1.883 | 44317.4 | 0.0711 | 3.121 | 86994.1 | 0.052 | 2.735 | 105194.2 | 0.0519 | 0.972 | 37399.4 | 0.0519 | 0.63 | 24248.7 | 0.0521 | 0.866 | 33308.3 | 0.0562 | 1.1 | 41149.4 | 0.0895 | 4.7 | 105490.2 | 4.3 | Water Injection | Low Ozone Season Rate | 0.0519 | 0.0519 | 1.1 |  |  | 1.1
PA | Hatfield's Ferry Power Station | 3179 | 1 | Greene | 1969-01-01 | 5938 | 576 | 39.8562 | -79.9274 | ARP, NBP | Cell burner boiler | Coal |  | Low NOx Cell Burner<br>Overfire Air (Began May 01, 2003) | Electric Utility |  | 0.2874 | 1937.862 | 13100000 | 0.2677 | 2250.302 | 16700000 | 0.2724 | 1246.294 | 8996211.088 | 0.4258 | 3240.742 | 15200000 | 0.4264 | 3151.714 | 14600000 | 0.4389 | 3020.18 | 13700000 | 0.4689 | 2453.658 | 9982377.884 | 0.479 | 3112.857 | 12700000 | 0.4923 | 4288.2 | 17200000 | 0.4856 | 3600.8 | 14500000 | 79.1 |  | New SCR | 0.2677 | 0.06 | 522.6 | Shutdown | Gas Combined Cycle Replacement | 81.7 | 4206.5
PA | Hatfield's Ferry Power Station | 3179 | 2 | Greene | 1970-01-01 | 5826.5 | 576 | 39.8562 | -79.9274 | ARP, NBP | Cell burner boiler | Coal |  | Low NOx Cell Burner<br>Overfire Air | Electric Utility |  | 0.2961 | 1243.051 | 8215513.234 | 0.3224 | 1520.001 | 9055912.653 | 0.2897 | 1979.585 | 13500000 | 0.411 | 2637.906 | 12700000 | 0.4129 | 2628.556 | 12600000 | 0.4087 | 2926.276 | 14300000 | 0.3472 | 3153.699 | 18300000 | 0.4399 | 3199.799 | 14200000 | 0.4746 | 3984 | 16500000 | 0.5197 | 3589.1 | 13700000 | 77.1 |  | New SCR | 0.2897 | 0.06 | 503.7 | Shutdown | Gas Combined Cycle Replacement | 78.4 | 3905.7
PA | Hatfield's Ferry Power Station | 3179 | 3 | Greene | 1971-01-01 | 5674.8 | 576 | 39.8562 | -79.9274 | ARP, NBP | Cell burner boiler | Coal |  | Low NOx Cell Burner<br>Overfire Air | Electric Utility |  | 0.3092 | 1960.592 | 12300000 | 0.3541 | 1772.21 | 9714580.341 | 0.2699 | 1762.318 | 12800000 | 0.3675 | 1791.037 | 9730065.32 | 0.4013 | 2823.552 | 13900000 | 0.3882 | 2789.807 | 14300000 | 0.3601 | 1978.08 | 11100000 | 0.4234 | 3513.169 | 16300000 | 0.432 | 2848 | 13000000 | 0.5085 | 3677.4 | 14400000 | 62.2 | SNCR | New SCR | 0.2699 | 0.13495 | 889.7 | Shutdown | Gas Combined Cycle Replacement | 61.8 | 2786.2
PA | Homer City | 3122 | 1 | Indiana | 1969-06-01 | 6792 | 660 | 40.511 | -79.1968 | ARP, NBP | Dry bottom wall-fired boiler | Coal |  | Low NOx Burner Technology w/ Overfire Air<br>Selective Catalytic Reduction | Electric Utility | Electric Services | 0.1105 | 1100.879 | 20700000 | 0.2044 | 1809.14 | 18600000 | 0.0695 | 696.117 | 20700000 | 0.0667 | 650.995 | 19800000 | 0.1134 | 1109.66 | 20200000 | 0.1914 | 1192.096 | 12600000 | 0.1144 | 764.026 | 13600000 | 0.143 | 971.286 | 13500000 | 0.1876 | 1421.4 | 15100000 | 0.1762 | 1301.5 | 14600000 | 60.5 | SCR | Existing SCR | 0.0667 | 0.0667 | 505.4 |  |  | 505.4
PA | Homer City | 3122 | 2 | Indiana | 1969-11-01 | 6792 | 660 | 40.511 | -79.1968 | ARP, NBP | Dry bottom wall-fired boiler | Coal |  | Low NOx Burner Technology w/ Overfire Air<br>Selective Catalytic Reduction | Electric Utility | Electric Services | 0.1447 | 1368.695 | 19200000 | 0.2051 | 1731.667 | 17600000 | 0.0905 | 913.007 | 20500000 | 0.0826 | 642.261 | 17000000 | 0.0895 | 806.705 | 18800000 | 0.1852 | 1729.795 | 19000000 | 0.1177 | 1013.755 | 17500000 | 0.1609 | 1173.753 | 14700000 | 0.2239 | 1419.1 | 12500000 | 0.2265 | 1764.7 | 14900000 | 50 | SCR | Existing SCR | 0.0826 | 0.0826 | 523.5 |  |  | 523.5
PA | Homer City | 3122 | 3 | Indiana | 1977-12-01 | 7260 | 692 | 40.511 | -79.1968 | ARP, NBP | Dry bottom wall-fired boiler | Coal |  | Low NOx Burner Technology w/ Overfire Air<br>Selective Catalytic Reduction | Electric Utility | Electric Services | 0.1397 | 1174.557 | 18400000 | 0.1137 | 1137.809 | 21100000 | 0.0872 | 713.678 | 17100000 | 0.1084 | 958.589 | 18500000 | 0.1868 | 1910.922 | 20500000 | 0.2368 | 1991.44 | 16500000 | 0.1694 | 1433.815 | 16800000 | 0.1386 | 1203.002 | 17100000 | 0.1986 | 1629.7 | 16300000 | 0.2149 | 1421.1 | 13000000 | 61.3 | SCR | Existing SCR | 0.0872 | 0.0872 | 715.6 |  |  | 715.6
PA | Hunlock Creek Energy Center | 3176 | 4 | Luzerne | 2000-12-01 | 425 | 44 | 41.2033 | -76.0683 | ARP, NBP | Combustion turbine | Pipeline Natural Gas |  | Water Injection | Electric Utility |  | 0.0967 | 8.688 | 203016.913 | 0.0974 | 12.028 | 282246.379 | 0.0917 | 15.292 | 361242.024 | [21 empty] | 0 | Water Injection | Low Ozone Season Rate | 0.0917 | 0.0917 | 0 |  |  | 0
PA | Hunlock Creek Energy Center | 3176 | 6 | Luzerne | 1959-01-01 | 640 | 49.9 | 41.2033 | -76.0683 | ARP, NBP | Arch-fired boiler | Coal | Residual Oil |  | Electric Utility |  | 0.1995 | 120.541 | 1110516.45 | 0.2638 | 173.585 | 1302090.419 | 0.2448 | 165.416 | 1341686.863 | 0.2666 | 197.804 | 1442742.926 | 0.3069 | 229.822 | 1475145.59 | 0.3873 | 310.389 | 1591927.54 | 0.3994 | 277.165 | 1372884.728 | 0.3631 | 48.821 | 268104.628 | [6 empty] | 0 |  | New SNCR | 0.1995 | 0.1197 | 0 | Shutdown | Gas Combined Cycle Replacement/No operation 2011 | 0 | 0
PA | Hunlock Creek Energy Center | 3176 | CT5 | Luzerne | 2011-06-02 | 540 | 48 | 41.2033 | -76.0683 | ARP, CAIRNOX, CAIROS, CAIRSO2, TRNOX, TRNOXOS, TRSO2G1 | Combined cycle | Pipeline Natural Gas | Diesel Oil | Water Injection<br>Selective Catalytic Reduction | Electric Utility | [28 empty] | 0.0093 | 4.1 | 939001.6 | 0 | Water Injection<br>Selective Catalytic Reduction | Existing SCR | 0.0093 | 0.0093 | 0 |  |  | 0
PA | Hunlock Creek Energy Center | 3176 | CT6 | Luzerne | 2011-05-28 | 540 | 48 | 41.2033 | -76.0683 | ARP, CAIRNOX, CAIROS, CAIRSO2, TRNOX, TRNOXOS, TRSO2G1 | Combined cycle | Pipeline Natural Gas | Diesel Oil | Water Injection<br>Selective Catalytic Reduction | Electric Utility | [28 empty] | 0.1106 | 20.4 | 689969.9 | 0 | Water Injection<br>Selective Catalytic Reduction | Existing SCR | 0.1106 | 0.1106 | 0 |  |  | 0
PA | Hunlock Unit 4 | 56397 | 4 | Luzerne | 2000-12-01 | 500 | 44 | 41.2033 | -76.0683 | ARP, CAIRNOX, CAIROS, CAIRSO2, TRNOX, TRNOXOS, TRSO2G1 | Combustion turbine | Pipeline Natural Gas |  | Water Injection | Electric Utility | [10 empty] | 0.098 | 3.455 | 81495.296 | 0.085 | 7.411 | 189344.17 | 0.0834 | 2.931 | 75469.44 | 0.0846 | 1.221 | 30466.316 | 0.0862 | 2.967 | 73429.875 | 0.093 | 1.9 | 46640.5 | 0.1001 | 1 | 23797.2 | 2.5 | Water Injection | Low Ozone Season Rate | 0.0834 | 0.0834 | 1.7 |  |  | 1.7
PA | Hunterstown Combined Cycle | 55976 | CT101 | Adams | 2002-04-01 | 2255 | 179 | 39.8725 | -77.1672 | ARP, CAIRNOX, CAIROS, CAIRSO2, TRNOX, TRNOXOS, TRSO2G1 | Combined cycle | Pipeline Natural Gas |  | Dry Low NOx Burners<br>Selective Catalytic Reduction | Electric Utility |  | 0.2302 | 58.294 | 617092.689 | 0.0356 | 6.568 | 649005.026 | 0.0304 | 12.779 | 1511732.182 | 0.0214 | 11.739 | 1853444.678 | 0.0159 | 11.464 | 2154840.185 | 0.0109 | 8.98 | 2490777.321 | 0.0101 | 12.376 | 3171153.718 | 0.0103 | 12.874 | 3220357.266 | 0.006 | 10.2 | 4274330.4 | 0.0064 | 12.8 | 4889440.3 | 51.6 | Dry Low NOx Burners<br>Selective Catalytic Reduction | Existing SCR | 0.006 | 0.006 | 10.2 |  |  | 10.2
PA | Hunterstown Combined Cycle | 55976 | CT201 | Adams | 2003-04-29 | 2255 | 179 | 39.8725 | -77.1672 | ARP, CAIRNOX, CAIROS, CAIRSO2, TRNOX, TRNOXOS, TRSO2G1 | Combined cycle | Pipeline Natural Gas |  | Dry Low NOx Burners<br>Selective Catalytic Reduction | Electric Utility |  | 0.2635 | 92.443 | 704007.176 | 0.0379 | 6.523 | 602112.322 | 0.0324 | 11.363 | 1157123.088 | 0.0164 | 7.332 | 1362668.506 | 0.0162 | 9.62 | 1717028.35 | 0.0118 | 6.284 | 1428350.008 | 0.0131 | 15.186 | 3026866.309 | 0.0127 | 17.355 | 3316359.222 | 0.0063 | 10.5 | 4403052.6 | 0.0099 | 18.4 | 4166152.1 | 53.2 | Dry Low NOx Burners<br>Selective Catalytic Reduction | Existing SCR | 0.0063 | 0.0063 | 10.5 |  |  | 10.5
PA | Hunterstown Combined Cycle | 55976 | CT301 | Adams | 2003-04-29 | 2255 | 179 | 39.8725 | -77.1672 | ARP, CAIRNOX, CAIROS, CAIRSO2, TRNOX, TRNOXOS, TRSO2G1 | Combined cycle | Pipeline Natural Gas |  | Dry Low NOx Burners<br>Selective Catalytic Reduction | Electric Utility |  | 0.2774 | 84.533 | 640800.839 | 0.0349 | 6.621 | 720151.067 | 0.0316 | 14.971 | 1562425.09 | 0.0229 | 11.905 | 1818726.192 | 0.0123 | 9.253 | 2278414.881 | 0.0167 | 13.205 | 2566645.579 | 0.0133 | 15.613 | 3124591.927 | 0.0125 | 16.509 | 3395621.579 | 0.006 | 10.6 | 4354154.9 | 0.0076 | 18 | 5109615 | 52.6 | Dry Low NOx Burners<br>Selective Catalytic Reduction | Existing SCR | 0.006 | 0.006 | 10.6 |  |  | 10.6
PA | Keystone | 3136 | 1 | Armstrong | 1967-06-01 | 8881 | 936 | 40.6604 | -79.3411 | ARP, NBP | Tangentially-fired | Coal | Pipeline Natural Gas | Low NOx Burner Technology w/ Closed-coupled/Separated OFA<br>Selective Catalytic Reduction (Began Apr 18, 2003) | Electric Utility | Electric Services | 0.0423 | 582.193 | 28000000 | 0.0851 | 1066.271 | 25800000 | 0.0442 | 601.328 | 28100000 | 0.0431 | 599.367 | 28300000 | 0.0649 | 872.369 | 27000000 | 0.1159 | 1574.087 | 27600000 | 0.0667 | 681.323 | 21700000 | 0.0521 | 759.887 | 29300000 | 0.3717 | 4854.6 | 26000000 | 0.3651 | 4660.6 | 25000000 | 79.7 | SCR | Existing SCR | 0.0423 | 0.0423 | 552.5 |  |  | 552.5
PA | Keystone | 3136 | 2 | Armstrong | 1968-06-01 | 8960 | 936 | 40.6604 | -79.3411 | ARP, NBP | Tangentially-fired | Coal | Pipeline Natural Gas | Low NOx Burner Technology w/ Closed-coupled/Separated OFA<br>Selective Catalytic Reduction (Began Feb 09, 2003) | Electric Utility | Electric Services | 0.0477 | 575.512 | 25500000 | 0.0604 | 678.382 | 23100000 | 0.0598 | 717.577 | 25600000 | 0.0818 | 1114.345 | 27700000 | 0.0448 | 568.407 | 26200000 | 0.0433 | 604.752 | 28600000 | 0.0769 | 951.831 | 25600000 | 0.0454 | 620.44 | 27900000 | 0.363 | 5044.3 | 27700000 | 0.3433 | 3774.4 | 22000000 | 84.2 | SCR | Existing SCR | 0.0433 | 0.0433 | 601.7 |  |  | 601.7
PA | Liberty Electric Power Plant | 55231 | 1 | Delaware | 2002-03-27 | 2245 | 186 | 39.8622 | -75.3361 | ARP, CAIRNOX, CAIROS, CAIRSO2, TRNOX, TRNOXOS, TRSO2G1 | Combined cycle | Pipeline Natural Gas |  | Dry Low NOx Burners<br>Selective Catalytic Reduction | Electric Utility |  | 0.0199 | 7.962 | 1231716.825 | 0.0248 | 25.357 | 2983672.5 | 0.0188 | 1.811 | 276274.65 | 0.0144 | 14.097 | 2486998.35 | 0.0153 | 24.795 | 3783138.275 | 0.013 | 25.403 | 4243728.075 | 0.0119 | 28.164 | 5160600.925 | 0.0114 | 26.763 | 4862531.025 | 0.0114 | 32.1 | 5844392.5 | 0.0126 | 34.9 | 5436332.2 | 70.9 | Dry Low NOx Burners<br>Selective Catalytic Reduction | Existing SCR | 0.0114 | 0.0114 | 32.1 |  |  | 32.1
PA | Liberty Electric Power Plant | 55231 | 2 | Delaware | 2002-04-17 | 2245 | 186 | 39.8622 | -75.3361 | ARP, CAIRNOX, CAIROS, CAIRSO2, TRNOX, TRNOXOS, TRSO2G1 | Combined cycle | Pipeline Natural Gas |  | Dry Low NOx Burners<br>Selective Catalytic Reduction | Electric Utility |  | 0.0194 | 7.862 | 1245915.25 | 0.0291 | 28.043 | 3082368.1 | 0.028 | 2.411 | 291143.125 | 0.0151 | 15.198 | 2546890.95 | 0.0152 | 23.923 | 3697256.925 | 0.0144 | 26.142 | 4294628.375 | 0.0124 | 28.22 | 5187194.55 | 0.0122 | 29.191 | 5289219.675 | 0.0111 | 29.2 | 5445839.5 | 0.0131 | 36.4 | 5489187.4 | 66.1 | Dry Low NOx Burners<br>Selective Catalytic Reduction | Existing SCR | 0.0111 | 0.0111 | 29.2 |  |  | 29.2
PA | Lower Mount Bethel Energy | 55667 | CT01 | Northampton | 2003-11-24 | 2300 | 211.5 | 40.8011 | -75.105 | ARP, CAIRNOX, CAIROS, CAIRSO2, TRNOX, TRNOXOS, TRSO2G1 | Combined cycle | Pipeline Natural Gas |  | Dry Low NOx Burners<br>Selective Catalytic Reduction | Electric Utility |  |  |  |  | 0.0237 | 10.419 | 1444094.733 | 0.0148 | 12.351 | 2087766.156 | 0.0111 | 12.546 | 2682125.29 | 0.0191 | 18.342 | 2810612.45 | 0.0192 | 17.717 | 2625948.685 | 0.0139 | 26.666 | 4533838.833 | 0.0108 | 31.807 | 5983449.353 | 0.0101 | 30.2 | 5995947.2 | 0.0102 | 24.2 | 4823386 | 71 | Dry Low NOx Burners<br>Selective Catalytic Reduction | Existing SCR | 0.0101 | 0.0101 | 30.2 |  |  | 30.2
PA | Lower Mount Bethel Energy | 55667 | CT02 | Northampton | 2003-12-15 | 2300 | 211.5 | 40.8011 | -75.105 | ARP, CAIRNOX, CAIROS, CAIRSO2, TRNOX, TRNOXOS, TRSO2G1 | Combined cycle | Pipeline Natural Gas |  | Dry Low NOx Burners<br>Selective Catalytic Reduction | Electric Utility |  |  |  |  | 0.0228 | 11.89 | 1559048.697 | 0.0135 | 12.766 | 2332707.063 | 0.0108 | 12.395 | 2681324.978 | 0.0194 | 17.903 | 2716274.372 | 0.0167 | 22.665 | 3646026.134 | 0.0137 | 27.035 | 4621144.561 | 0.0114 | 31.123 | 5628674.235 | 0.0109 | 29.9 | 5586154.7 | 0.0104 | 33 | 6417974.6 | 66.1 | Dry Low NOx Burners<br>Selective Catalytic Reduction | Existing SCR | 0.0104 | 0.0104 | 28.5 |  |  | 28.5
PA | Martins Creek | 3148 | 1 | Northampton | 1954-08-01 | 1815 | 156.2 | 40.796 | -75.107 | ARP, NBP | Dry bottom wall-fired boiler | Coal | Other Oil | Low NOx Burner Technology w/ Overfire Air | Electric Utility | Electric Services | 0.3467 | 433.843 | 2507472.817 | 0.393 | 442.372 | 2212864.305 | 0.3993 | 515.172 | 2505751.736 | 0.3864 | 515.362 | 2677225.43 | 0.4348 | 629.116 | 2887801.28 | [15 empty] | 0 |  | New SNCR | 0.3467 | 0.20802 | 0 |  |  | 0
PA | Martins Creek | 3148 | 2 | Northampton | 1954-08-01 | 1815 | 156.2 | 40.796 | -75.107 | ARP, NBP | Dry bottom wall-fired boiler | Coal | Other Oil | Low NOx Burner Technology w/ Overfire Air | Electric Utility | Electric Services | 0.3582 | 303.949 | 1700960.067 | 0.3991 | 488.668 | 2453760.217 | 0.4018 | 275.867 | 1354913.309 | 0.3733 | 370.314 | 2004217.563 | 0.4335 | 599.004 | 2759548.138 | [15 empty] | 0 |  | New SNCR | 0.3582 | 0.21492 | 0 |  |  | 0
PA | Martins Creek | 3148 | 3 | Northampton | 1975-10-01 | 9469 | 850.5 | 40.796 | -75.107 | ARP, NBP | Tangentially-fired | Residual Oil | Pipeline Natural Gas |  | Electric Utility | Electric Services | 0.2603 | 792.443 | 5120607.868 | 0.2929 | 922.032 | 5266234.174 | 0.2981 | 1419.063 | 8113797.316 | 0.2553 | 422.488 | 2808373.222 | 0.2255 | 398.028 | 2835812.229 | 0.1891 | 155.692 | 1305574.335 | 0.1637 | 110.807 | 1009851.424 | 0.1867 | 555.288 | 4685068.489 | 0.1318 | 258.4 | 2885113.2 | 0.1316 | 495.4 | 5690538.4 | 8.3 |  | New SCR | 0.1316 | 0.06 | 117.6 |  |  | 117.6
PA | Martins Creek | 3148 | 4 | Northampton | 1977-03-15 | 9303 | 850.5 | 40.796 | -75.107 | ARP, NBP | Tangentially-fired | Residual Oil | Pipeline Natural Gas |  | Electric Utility | Electric Services | 0.2672 | 463.804 | 2920944.736 | 0.2375 | 404.561 | 2876118.728 | 0.2361 | 805.094 | 5795636.413 | 0.2649 | 213.087 | 1367869.072 | 0.2133 | 224.269 | 1641830.863 | 0.1883 | 75.577 | 632049.763 | 0.1595 | 55.119 | 479792.104 | 0.215 | 527.594 | 4018234.674 | 0.1821 | 295.8 | 2449687 | 0.1668 | 744.1 | 6936237 | 7.2 |  | New SCR | 0.1595 | 0.06 | 97.5 |  |  | 97.5
PA | Martins Creek | 3148 | AUX4B | Northampton | 1980-01-01 | 323 |  | 40.796 | -75.107 | NBP | Other boiler | Other Oil |  |  | Electric Utility | Electric Services | [26 empty] | 0 |  |  |  | 0 |  | Not Operating | 0 | 0 | 0 |  |  | 0
PA | Mitchell Power Station | 3181 | 1 | Washington | 1948-01-01 | 507 | 74.7 | 40.2207 | -79.9682 | ARP, NBP | Dry bottom vertically-fired boiler | Diesel Oil |  |  | Electric Utility | Electric Services | 0.1308 | 6.749 | 92196.299 | 0.1104 | 1.341 | 18732.855 | 0.0828 | 1.024 | 17201.657 | 0.0985 | 0.989 | 15033.929 | 0.0725 | 0.557 | 7845.738 | 0.0885 | 0.139 | 2218.548 | 0.063 | 0.175 | 3660.626 | 0.1268 | 1.192 | 18191.923 | 0.0978 | 0.1 | 1746.9 | 0.0742 | 0.2 | 2523.3 | 0.1 |  | Low Ozone Season Rate | 0.063 | 0.063 | 0.1 | Shutdown | Gas Combined Cycle Replacement | 0 | 0.1
PA | Mitchell Power Station | 3181 | 2 | Washington | 1948-01-01 | 400 | 74.7 | 40.2207 | -79.9682 | ARP, NBP | Dry bottom vertically-fired boiler | Diesel Oil |  |  | Electric Utility | Electric Services | 0.1238 | 9.362 | 140130.885 | 0.1105 | 0.769 | 11903.632 | 0.0923 | 1.577 | 26588.574 | [17 empty] | 0 |  |  |  | 0 |  | Low Ozone Season Rate | 0.0923 | 0.0923 | 0 | Shutdown | Gas Combined Cycle Replacement/No operation 2011 | 0 | 0
PA | Mitchell Power Station | 3181 | 3 | Washington | 1949-01-01 | 869 | 299.2 | 40.2207 | -79.9682 | ARP, NBP | Dry bottom vertically-fired boiler | Diesel Oil |  |  | Electric Utility | Electric Services | [9 empty] | 0.1219 | 2.172 | 33635.943 | 0.1085 | 1.723 | 31653.608 | 0.0694 | 0.151 | 3149.718 | 0.0688 | 0.144 | 2984.917 | 0.1308 | 1.287 | 18468.65 | 0.0733 | 0 | 340.9 | 0.1135 | 0.6 | 8579.4 | 0 |  | Low Ozone Season Rate | 0.0688 | 0.0688 | 0 | Shutdown | Gas Combined Cycle Replacement/No operation 2011 | 0 | 0
PA | Mitchell Power Station | 3181 | 33 | Washington | 1963-01-01 | 3335 | 299.2 | 40.2207 | -79.9682 | ARP, NBP | Tangentially-fired | Coal |  | Low NOx Burner Technology w/ Closed-coupled/Separated OFA | Electric Utility | Electric Services | 0.2042 | 599.633 | 5810515.195 | 0.2125 | 722.077 | 6711395.552 | 0.2025 | 696.827 | 6732600.91 | 0.2585 | 893.311 | 6802496.789 | 0.2688 | 189.61 | 1369056.578 | 0.2909 | 893.455 | 6055062.851 | 0.2991 | 532.815 | 3385102.614 | 0.3119 | 897.496 | 5553637.152 | 0.3134 | 778.6 | 4749437.8 | 0.3065 | 1136.8 | 7183571.2 | 38.8 |  | New SCR | 0.2025 | 0.06 | 149.1 | Shutdown | Gas Combined Cycle Replacement | 22.6 | 756.1
PA | Montour | 3149 | 1 | Montour | 1971-11-01 | 7384 | 805.5 | 41.0714 | -76.6672 | ARP, NBP | Tangentially-fired | Coal | Other Oil | Low NOx Burner Technology w/ Closed-coupled/Separated OFA<br>Selective Catalytic Reduction | Electric Utility | Electric Services | 0.0444 | 464.765 | 21600000 | 0.0614 | 587.666 | 19900000 | 0.0837 | 720.003 | 20500000 | 0.0581 | 554.938 | 19900000 | 0.0645 | 638.657 | 20700000 | 0.1053 | 569.716 | 12100000 | 0.0927 | 886.335 | 20300000 | 0.1408 | 1438.812 | 20800000 | 0.3323 | 3298.4 | 19900000 | 0.4018 | 3542.5 | 17700000 | 73.4 | SCR | Existing SCR | 0.0444 | 0.0444 | 440.7 |  |  | 440.7
PA | Montour | 3149 | 2 | Montour | 1973-02-02 | 7384 | 819 | 41.0714 | -76.6672 | ARP, NBP | Tangentially-fired | Coal | Other Oil | Low NOx Burner Technology w/ Closed-coupled/Separated OFA<br>Selective Catalytic Reduction | Electric Utility | Electric Services | 0.0472 | 430.038 | 19200000 | 0.0488 | 509.21 | 21500000 | 0.0674 | 637.572 | 20400000 | 0.0578 | 565.185 | 20400000 | 0.1056 | 820.613 | 16100000 | 0.0937 | 978.012 | 21100000 | 0.1133 | 1073.271 | 19200000 | 0.2121 | 1402.434 | 13000000 | 0.3159 | 3132.2 | 19800000 | 0.4142 | 3793.7 | 18600000 | 73.1 | SCR | Existing SCR | 0.0472 | 0.0472 | 468 |  |  | 468
PA | Montour | 3149 | AUX1 | Montour | 1971-11-01 | 265 |  | 41.0714 | -76.6672 | NBP | Other boiler | Other Oil |  |  | Electric Utility | Electric Services | 0.1266 | 1.538 | 24173.6 | 0.11 | 3.238 | 58769.7 | 0.11 | 7.106 | 128984.1 | 0.11 | 1.91 | 34667.9 | 0.11 | 6.501 | 118008.1 | 0.1126 | 13.441 | 238549.1 | [8 empty] | 0 |  |  |  | 0 |  | New SNCR | 0.11 | 0.066 | 0 |  |  | 0
PA | Montour | 3149 | AUX2 | Montour | 1971-11-01 | 265 |  | 41.0714 | -76.6672 | NBP | Other boiler | Other Oil |  |  | Electric Utility | Electric Services | 0.1309 | 3.408 | 51909 | 0.11 | 3.898 | 70763.4 | 0.11 | 10.094 | 183230 | 0.11 | 2.349 | 42644.1 | 0.11 | 3.619 | 65686 | 0.1125 | 4.927 | 87573.1 | [8 empty] | 0 |  |  |  | 0 |  | New SNCR | 0.11 | 0.066 | 0 |  |  | 0
PA | Mountain | 3111 | 31 | Cumberland | 1971-06-01 | 326 | 27 | 40.1219 | -77.1761 | CAIRNOX, CAIROS, CAIRSO2, TRNOX, TRNOXOS, TRSO2G1 | Combustion turbine | Diesel Oil | Pipeline Natural Gas |  | Electric Utility |  | 0.3701 | 5.497 | 30249.9 | 0.6543 | 6.682 | 20424.4 | 0.6544 | 14.798 | 45219.9 | 0.6541 | 26.973 | 82474.7 | 0.654 | 29.106 | 89002.5 | 0.6683 | 6.809 | 20293.8 | 0.65 | 1.986 | 6110.9 | 0.65 | 11.78 | 36247.2 | 0.6521 | 4.9 | 14893 | 0.6521 | 6.8 | 20749.1 | 1.2 | None Reported | Water Injection | 0.3701 | 0.22206 | 1.7 |  |  | 1.7
PA | Mountain | 3111 | 32 | Cumberland | 1971-06-01 | 326 | 27 | 40.1219 | -77.1761 | CAIRNOX, CAIROS, CAIRSO2, TRNOX, TRNOXOS, TRSO2G1 | Combustion turbine | Diesel Oil | Pipeline Natural Gas |  | Electric Utility |  | 0.356 | 4.416 | 24807.2 | 0.6549 | 4.276 | 13054.2 | 0.6543 | 13.553 | 41423 | 0.6543 | 16.89 | 51629.2 | 0.6541 | 26.504 | 81044.7 | 0.6592 | 6.895 | 20879.2 | 0.6498 | 0.811 | 2495 | 0.6505 | 12.693 | 39011.4 | 0.6548 | 3.2 | 9633.1 | 0.6519 | 9 | 27488.5 | 0.8 | None Reported | Water Injection | 0.356 | 0.2136 | 1 |  |  | 1
PA | New Castle | 3138 | 3 | Lawrence | 1952-06-01 | 1075 | 98 | 40.9378 | -80.3681 | ARP, NBP | Dry bottom wall-fired boiler | Coal |  | Low NOx Burner Technology w/ Overfire Air | Electric Utility | Electric Services | 0.3138 | 324.227 | 1988538.966 | 0.3077 | 296.722 | 1863478.852 | 0.2612 | 252.768 | 1907436.041 | 0.2809 | 154.439 | 1136270.571 | 0.3259 | 361.501 | 2116733.423 | 0.3507 | 211.865 | 1158204.46 | 0.342 | 133.102 | 755306.192 | 0.3267 | 238.389 | 1358391.325 | 0.3405 | 220.2 | 1223249.4 | 0.3396 | 160.9 | 910654.7 | 31 | SNCR | Existing SNCR | 0.2612 | 0.2612 | 168.9 | Shutdown | Gas Combined Cycle Replacement | 5.8 | 214.4
PA | New Castle | 3138 | 4 | Lawrence | 1958-06-01 | 1232 | 114 | 40.9378 | -80.3681 | ARP, NBP | Dry bottom wall-fired boiler | Coal |  | Low NOx Burner Technology w/ Overfire Air | Electric Utility | Electric Services | 0.3691 | 314.492 | 1687872.743 | 0.3384 | 363.185 | 2043736.836 | 0.2858 | 248.725 | 1794719.926 | 0.2799 | 200.712 | 1459345.751 | 0.3383 | 347.906 | 1961794.426 | 0.3136 | 171.35 | 1064126.924 | 0.3001 | 130.119 | 858995.714 | 0.3163 | 216.27 | 1332273.368 | 0.327 | 223.3 | 1315849.5 | 0.3201 | 165.7 | 1003308.7 | 29.1 | SNCR | Existing SNCR | 0.2799 | 0.2799 | 191.2 | Shutdown | Gas Combined Cycle Replacement | 6.3 | 217.1
PA | New Castle | 3138 | 5 | Lawrence | 1964-06-01 | 1610 | 136 | 40.9378 | -80.3681 | ARP, NBP | Dry bottom wall-fired boiler | Coal |  | Low NOx Burner Technology w/ Overfire Air | Electric Utility | Electric Services | 0.3808 | 378.568 | 1774288.34 | 0.3769 | 606.219 | 3042603.36 | 0.3242 | 446.162 | 2626073.114 | 0.3368 | 419.234 | 2339137.722 | 0.3842 | 528.803 | 2550135.758 | 0.3992 | 430.191 | 1971647.355 | 0.3802 | 291.544 | 1438505.117 | 0.4363 | 427.516 | 1756210.73 | 0.406 | 427.3 | 1867751.3 | 0.4115 | 306.1 | 1322162.4 | 31.6 | SNCR | Existing SNCR | 0.3242 | 0.3242 | 341.2 | Shutdown | Gas Combined Cycle Replacement | 8.9 | 418.5
PA | North East Cogeneration Plant | 54571 | 1 | Erie | 1991-12-29 | 503 | 34.8 | 42.202 | -79.8425 | ARP, CAIRNOX, CAIROS, CAIRSO2, TRNOX, TRNOXOS, TRSO2G1 | Combined cycle | Pipeline Natural Gas |  | Steam Injection | Electric Utility |  | 0.1111 | 2.265 | 54064.58 | 0.1796 | 1.136 | 15375.088 | 0.1265 | 6.351 | 136466.609 | 0.1141 | 5.605 | 131777.459 | 0.1297 | 2.341 | 46569.943 | 0.1563 | 1.492 | 27116.536 | 0.1027 | 0.903 | 21548.568 | 0.1038 | 0.165 | 5198.739 | [6 empty] | 0 | Steam Injection | Low Ozone Season Rate | 0.1027 | 0.057 | 0 |  |  | 0
PA | Northeastern Power Company | 50039 | 31 | Schuylkill | 1989-11-11 | 750 | 59 | 40.8737 | -75.9936 | NBP | Circulating fluidized bed boiler | Coal |  | Other | Electric Utility | Electric Services | 0.0551 | 65.415 | 2389276.9 | 0.0548 | 66.531 | 2453414.4 | 0.0429 | 31.168 | 1486397.095 | 0.059 | 80.692 | 2735762.143 | 0.0484 | 60.648 | 2533121.358 | 0.0408 | 42.018 | 2483298.583 | 0.0299 | 37.521 | 2575758.5 | 0.0401 | 51.562 | 2595055.175 | 0.0373 | 46.1 | 2528997.5 | 0.036 | 43.6 | 2444217 | 91.8 |  | Low Ozone Season Rate | 0.0299 | 0.0299 | 37 |  |  | 37
PA | Ontelaunee Energy Center | 55193 | CT1 | Berks | 2002-11-13 | 2100 | 250 | 40.4219 | -75.9353 | ARP, CAIRNOX, CAIROS, CAIRSO2, TRNOX, TRNOXOS, TRSO2G1 | Combined cycle | Pipeline Natural Gas |  | Dry Low NOx Burners<br>Selective Catalytic Reduction | Electric Utility |  | 0.0085 | 8.133 | 2284836.099 | 0.0085 | 10.79 | 2899295.736 | 0.0083 | 8.3 | 2257143.648 | 0.0086 | 12.123 | 3048460.725 | 0.0111 | 10.313 | 2316536.418 | 0.0096 | 11.857 | 2876747.607 | 0.009 | 15.369 | 3652147.912 | 0.0086 | 13.548 | 3498883.954 | 0.0078 | 18.1 | 4970319.8 | 0.0072 | 20.1 | 5647863.9 | 64.5 | Dry Low NOx Burners<br>Selective Catalytic Reduction | Existing SCR | 0.0072 | 0.0072 | 16.7 |  |  | 16.7
PA | Ontelaunee Energy Center | 55193 | CT2 | Berks | 2002-11-13 | 2100 | 250 | 40.4219 | -75.9353 | ARP, CAIRNOX, CAIROS, CAIRSO2, TRNOX, TRNOXOS, TRSO2G1 | Combined cycle | Pipeline Natural Gas |  | Dry Low NOx Burners<br>Selective Catalytic Reduction | Electric Utility |  | 0.0077 | 7.966 | 2384835.553 | 0.008 | 10.101 | 2858087.604 | 0.0073 | 8.153 | 2400600.653 | 0.0081 | 11.954 | 3166614.051 | 0.0085 | 10.145 | 2814222.156 | 0.0084 | 10.8 | 2870375.289 | 0.0071 | 14.124 | 4083683.25 | 0.0086 | 14.244 | 3655045.894 | 0.0084 | 17.9 | 4687510.1 | 0.0073 | 20.1 | 5624399 | 60.8 | Dry Low NOx Burners<br>Selective Catalytic Reduction | Existing SCR | 0.0071 | 0.0071 | 15.1 |  |  | 15.1
PA | Panther Creek Energy Facility | 50776 | 1 | Carbon | 1992-10-19 | 600 | 94 | 40.8556 | -75.8781 | NBP | Circulating fluidized bed boiler | Coal |  | Ammonia Injection | Small Power Producer | Electric Services | 0.1121 | 118.307 | 2100665.821 | 0.1204 | 119.995 | 1987872.439 | 0.1051 | 76.831 | 1453416.243 | 0.1247 | 115.897 | 1862542.121 | 0.1214 | 107.508 | 1768261.096 | 0.1357 | 124.595 | 1837605.959 | 0.1274 | 104.948 | 1645802.287 | 0.1357 | 123.127 | 1807753.917 | 0.13 | 119.2 | 1825696.7 | 0.1246 | 116.6 | 1870116.9 | 82.9 | EAI | Existing Amonia Injection | 0.1051 | 0.1051 | 96.3 |  |  | 96.3
PA | Panther Creek Energy Facility | 50776 | 2 | Carbon | 1992-10-19 | 600 | 94 | 40.8556 | -75.8781 | NBP | Circulating fluidized bed boiler | Coal |  | Ammonia Injection | Small Power Producer | Electric Services | 0.1139 | 118.865 | 2078149.12 | 0.1147 | 120.013 | 2087263.174 | 0.1093 | 85.938 | 1564124.957 | 0.1275 | 113.538 | 1777354.291 | 0.1261 | 121.566 | 1926929.146 | 0.1238 | 116.477 | 1880952.341 | 0.1205 | 108.645 | 1792669.17 | 0.1184 | 115.053 | 1935844.433 | 0.1207 | 110.1 | 1818902.3 | 0.126 | 116.4 | 1844434.5 | 82.6 | EAI | Existing Amonia Injection | 0.1093 | 0.1093 | 99.7 |  |  | 99.7
PA | PEI Power Corporation | 50279 | 2 | Lackawanna | 2001-05-24 | 540 | 60.5 | 41.4844 | -75.5403 | ARP, CAIRNOX, CAIROS, CAIRSO2, TRNOX, TRNOXOS, TRSO2G1 | Combustion turbine | Pipeline Natural Gas |  | Water Injection | Electric Utility |  | 0.087 | 6.958 | 173366.745 | 0.092 | 6.221 | 150056.019 | 0.1285 | 12.757 | 213811.238 | 0.0808 | 3.44 | 87814.514 | 0.0868 | 8.156 | 192992.94 | 0.0864 | 5.805 | 141248.265 | 0.0858 | 1.2 | 30220.12 | 0.0843 | 9.35 | 230367.303 | 0.0808 | 8.4 | 216118.6 | 0.0796 | 5.1 | 127819.5 | 10.9 | Water Injection | Low Ozone Season Rate | 0.0796 | 0.0796 | 8.3 |  |  | 8.3
PA | Piney Creek Power Plant | 54144 | 31 | Clarion | 1992-12-17 | 450 | 36.2 | 41.1776 | -79.4418 | NBP | Circulating fluidized bed boiler | Coal |  | Selective Non-catalytic Reduction (Began Apr 15, 2003)<br>Overfire Air | Small Power Producer | Electric Services | 0.1146 | 49.949 | 1303846.45 | 0.0747 | 38.521 | 1168499.3 | 0.0898 | 57.798 | 1333096 | 0.0841 | 58.459 | 1403193.5 | 0.1098 | 79.567 | 1460585.2 | 0.1604 | 118.209 | 1468635.117 | 0.1348 | 95.07 | 1404095.909 | 0.112 | 69.3 | 1237710.952 | 0.1287 | 95.3 | 1562941.1 | 0.1418 | 105.2 | 1502549.8 | 94.6 | SNCR | Existing SNCR | 0.0747 | 0.0747 | 55.3 | Shutdown | Gas Combined Cycle Replacement | 7.4 | 87.9
PA | Portland | 3113 | 1 | Northampton | 1958-10-01 | 1600 | 172 | 40.91 | -75.0789 | ARP, NBP | Tangentially-fired | Coal | Diesel Oil | Low NOx Burner Technology w/ Closed-coupled/Separated OFA | Electric Utility | Electric Services | 0.235 | 411.723 | 3422566.7 | 0.2107 | 421.726 | 3971630.3 | 0.2147 | 411.278 | 3764802.725 | 0.2048 | 391.929 | 3746371.1 | 0.2083 | 426.17 | 4054084.88 | 0.2254 | 257.125 | 2236274.595 | 0.2348 | 448.936 | 3854813.371 | 0.2759 | 488.372 | 3559995.107 | 0.2407 | 248.9 | 2160464.5 | 0.2701 | 57.5 | 433180.7 | 36.8 |  | New SNCR | 0.2048 | 0.12288 | 127.1 | Shutdown | Gas Combined Cycle Replacement | 10.3 | 238.6
PA | Portland | 3113 | 2 | Northampton | 1962-10-01 | 2500 | 255 | 40.91 | -75.0789 | ARP, NBP | Tangentially-fired | Coal | Diesel Oil | Low NOx Burner Technology w/ Closed-coupled/Separated OFA | Electric Utility | Electric Services | 0.2617 | 597.088 | 4532042.8 | 0.2437 | 605.587 | 4953903.75 | 0.2561 | 752.822 | 5971202.35 | 0.2496 | 657.472 | 5175886.775 | 0.2867 | 915.904 | 6538797.208 | 0.3321 | 890.086 | 5566424.066 | 0.3095 | 764.317 | 5165033.514 | 0.3629 | 828.805 | 4337733.545 | 0.4062 | 827.8 | 4156470 | 0.3901 | 197.3 | 977601.8 | 45.3 |  | New SCR | 0.2437 | 0.06 | 122.3 | Shutdown | Gas Combined Cycle Replacement | 19.7 | 808.1
PA | Portland | 3113 | 5 | Northampton | 1995-07-01 | 1950 | 156 | 40.91 | -75.0789 | ARP, CAIRNOX, CAIROS, CAIRSO2, TRNOX, TRNOXOS, TRSO2G1 | Combustion turbine | Pipeline Natural Gas | Diesel Oil | Dry Low NOx Burners<br>Water Injection | Electric Utility |  | 0.1637 | 26.052 | 340017.4 | 0.1535 | 8.543 | 118678.05 | 0.1599 | 23.634 | 321408.725 | 0.1188 | 4.403 | 79444.425 | 0.1291 | 4.457 | 73369.857 | 0.1463 | 3.02 | 45758.649 | 0.1305 | 0.535 | 8705.714 | 0.1545 | 2.522 | 41461.346 | 0.1961 | 4 | 61248.1 | 0.1765 | 0.9 | 13532.6 | 0.9 | Dry Low NOx Burners<br>Water Injection | Low Ozone Season Rate | 0.1188 | 0.1188 | 2.5 |  |  | 2.5
PA | PPL Ironwood, LLC | 55337 | 1 | Lebanon | 2001-07-17 | 2900 | 259.2 | 40.3509 | -76.3658 | ARP, CAIRNOX, CAIROS, CAIRSO2, TRNOX, TRNOXOS, TRSO2G1 | Combined cycle | Pipeline Natural Gas |  | Dry Low NOx Burners<br>Ammonia Injection | Electric Utility |  | 0.032 | 18.177 | 1944832.531 | 0.0323 | 25.418 | 3040312.253 | 0.0302 | 20.39 | 2622917.525 | 0.0287 | 37.58 | 4826204.306 | 0.0247 | 39.4 | 5239655.122 | 0.0263 | 28.556 | 3788010.089 | 0.0207 | 40.765 | 5553381.702 | 0.0131 | 43.171 | 7071392.553 | 0.0102 | 37.2 | 7422369.9 | 0.0141 | 39.9 | 5864665.8 | 69.7 | Dry Low NOx Burners<br>Ammonia Injection | Low Ozone Season Rate | 0.0102 | 0.0102 | 37.2 |  |  | 37.2
PA | PPL Ironwood, LLC | 55337 | 2 | Lebanon | 2001-08-01 | 2900 | 259.2 | 40.3509 | -76.3658 | ARP, CAIRNOX, CAIROS, CAIRSO2, TRNOX, TRNOXOS, TRSO2G1 | Combined cycle | Pipeline Natural Gas |  | Dry Low NOx Burners<br>Ammonia Injection | Electric Utility |  | 0.0321 | 18.375 | 2030664.107 | 0.0326 | 24.719 | 2906188.615 | 0.0305 | 20.636 | 2571983.057 | 0.0251 | 30.233 | 4051706.274 | 0.0247 | 39.872 | 5205293.953 | 0.0301 | 26.01 | 3172728.474 | 0.0203 | 41.097 | 5710007.816 | 0.0135 | 45.628 | 7216029.613 | 0.0111 | 37.3 | 6894074.6 | 0.0147 | 43.8 | 6415767.3 | 64.7 | Dry Low NOx Burners<br>Ammonia Injection | Low Ozone Season Rate | 0.0111 | 0.0111 | 37.3 |  |  | 37.3
PA | Richmond | 3168 | 91 | Philadelphia | 1973-06-07 | 838 | 65.8 | 39.9853 | -75.0733 | CAIRNOX, CAIROS, CAIRSO2, TRNOX, TRNOXOS, TRSO2G1 | Combustion turbine | Diesel Oil |  |  | Electric Utility |  | 0.554 | 0.952 | 3435.2 | 0.5539 | 2.389 | 8625.5 | 0.7 | 15.968 | 45621.6 | 0.579 | 12.977 | 44824.2 | 0.579 | 4.284 | 14797.8 | 0.5907 | 3.671 | 12421.2 | 0.5983 | 0.356 | 1190 | 0.598 | 7.692 | 25728.8 | 0.5981 | 3.4 | 11342.4 | 0.5978 | 2.8 | 9524.4 | 0.4 | None Reported | Water Injection | 0.5539 | 0.33234 | 1.9 |  |  | 1.9
PA | Richmond | 3168 | 92 | Philadelphia | 1973-06-07 | 838 | 65.8 | 39.9853 | -75.0733 | CAIRNOX, CAIROS, CAIRSO2, TRNOX, TRNOXOS, TRSO2G1 | Combustion turbine | Diesel Oil |  |  | Electric Utility |  | 0.554 | 2.661 | 9608 | 0.5541 | 1.336 | 4821.7 | 0.7 | 16.742 | 47834 | 0.579 | 13.928 | 48110.3 | 0.579 | 2.568 | 8869.9 | 0.5897 | 3.502 | 11861.2 | 0.5992 | 0.368 | 1229.9 | 0.5981 | 9.183 | 30714.6 | 0.598 | 3.5 | 11612.9 | 0.5981 | 2.5 | 8429.9 | 0.4 | None Reported | Water Injection | 0.554 | 0.3324 | 1.9 |  |  | 1.9
PA | Schuylkill | 3169 | 1 | Philadelphia | 1958-07-25 | 2154.2 | 190.4 | 39.9425 | -75.1883 | ARP, NBP | Tangentially-fired | Residual Oil |  |  | Electric Utility | Electric Services | 0.1559 | 39.989 | 441976.413 | 0.1666 | 39.879 | 409894.593 | 0.2072 | 105.193 | 939652.012 | 0.2094 | 38.511 | 329736.731 | 0.2162 | 50.265 | 435267.013 | 0.2049 | 11.043 | 102585.661 | 0.3696 | 6.043 | 34076.136 | 0.3723 | 33.516 | 183059.915 | 0.3782 | 30.6 | 164107.1 | 0.277 | 1 | 7260.2 | 2.1 |  | New SCR | 0.1559 | 0.06 | 4.8 |  |  | 4.8
PA | Scrubgrass Generating Plant | 50974 | 1 | Venango | 1993-06-06 | 800 | 94.7 | 41.2678 | -79.8114 | NBP | Circulating fluidized bed boiler | Coal |  | Selective Non-catalytic Reduction | Small Power Producer | Electric Services | 0.0548 | 44.268 | 1783409.313 | 0.0641 | 69.842 | 2201815.337 | 0.0573 | 61.897 | 2168422.245 | 0.0652 | 67.348 | 2061633.755 | 0.0969 | 93.034 | 1908510.747 | 0.1214 | 136.121 | 2229528.194 | 0.1052 | 117.136 | 2222576.39 | 0.1287 | 138.204 | 2163457.981 | 0.1189 | 114.2 | 1912771.9 | 0.1349 | 156.8 | 2327896 | 65.1 | SNCR | Existing SNCR | 0.0548 | 0.0548 | 52.6 |  |  | 52.6
PA | Scrubgrass Generating Plant | 50974 | 2 | Venango | 1993-06-06 | 755 | 94.7 | 41.2678 | -79.8114 | NBP | Circulating fluidized bed boiler | Coal |  | Selective Non-catalytic Reduction | Small Power Producer | Electric Services | 0.0744 | 66.922 | 1871515.843 | 0.0681 | 75.572 | 2251482.512 | 0.0793 | 87.597 | 2224447.3 | 0.0869 | 86.703 | 1983734.492 | 0.1385 | 141.729 | 2027748.219 | 0.1343 | 146.517 | 2188163.394 | 0.1115 | 108.132 | 1937301.8 | 0.1456 | 157.486 | 2164682.328 | 0.1282 | 125.3 | 1961303.1 | 0.1511 | 175.6 | 2326203.9 | 70.7 | SNCR | Existing SNCR | 0.0681 | 0.0681 | 66.6 |  |  | 66.6
PA | Seward | 3130 | 1 | Indiana | 2004-03-10 | 3180 | 585 | 40.4081 | -79.0339 | NBP, ARP | Circulating fluidized bed boiler | Coal Refuse |  | Selective Non-catalytic Reduction | Electric Utility | Electric Services |  |  |  | 0.0695 | 78.856 | 2264672.619 | 0.0837 | 357.693 | 8420531.793 | 0.0915 | 284.019 | 6139259.317 | 0.0844 | 381.918 | 8972213.461 | 0.1081 | 522.569 | 9629614.946 | 0.0897 | 394.813 | 8629809.819 | 0.1031 | 504.015 | 9673606.19 | 0.0898 | 365.9 | 8004438.3 | 0.079 | 187.6 | 4458727.5 | 68.5 | SNCR | New SCR | 0.0695 | 0.06 | 244.5 |  |  | 244.5
PA | Seward | 3130 | 2 | Indiana | 2004-03-10 | 3180 | 585 | 40.4081 | -79.0339 | NBP, ARP | Circulating fluidized bed boiler | Coal Refuse |  | Selective Non-catalytic Reduction | Electric Utility | Electric Services |  |  |  | 0.079 | 121.018 | 3099180.836 | 0.0836 | 315.948 | 7448395.348 | 0.0918 | 286.304 | 6126131.919 | 0.0847 | 326.741 | 7642614.828 | 0.1068 | 415.17 | 7737004.668 | 0.0888 | 391.005 | 8530782.086 | 0.1034 | 477.676 | 9155873.731 | 0.0887 | 321.5 | 7116500.3 | 0.0745 | 224.8 | 5712805.3 | 60.9 | SNCR | New SCR | 0.0745 | 0.06 | 217.5 |  |  | 217.5
PA | Seward | 3130 | 12 | Indiana | 1950-06-01 | 476 | 62 | 40.4081 | -79.0339 | ARP, NBP | Dry bottom wall-fired boiler | Coal |  | Other | Electric Utility | Electric Services | 0.4174 | 30.359 | 141205.489 | [27 empty] | 0 |  | New SNCR | 0.4174 | 0.25044 | 0 |  |  | 0
PA | Seward | 3130 | 14 | Indiana | 1950-06-01 | 515 | 62 | 40.4081 | -79.0339 | ARP, NBP | Dry bottom wall-fired boiler | Coal |  | Low NOx Burner Technology (Dry Bottom only) | Electric Utility | Electric Services | 0.2767 | 0.055 | 379.517 | [27 empty] | 0 |  | New SNCR | 0.2767 | 0.16602 | 0 |  |  | 0
PA | Seward | 3130 | 15 | Indiana | 1957-06-01 | 1881 | 156.2 | 40.4081 | -79.0339 | ARP, NBP | Tangentially-fired | Coal |  | Selective Non-catalytic Reduction<br>Selective Catalytic Reduction | Electric Utility | Electric Services | 0.3515 | 535.259 | 3013942.112 | [27 empty] | 0 | SCR | Existing SCR | 0.3515 | 0.3515 | 0 |  |  | 0
PA | Shawville | 3131 | 1 | Clearfield | 1954-06-01 | 1460 | 125 | 41.067 | -78.3656 | ARP, NBP | Dry bottom wall-fired boiler | Coal | Pipeline Natural Gas | Low NOx Burner Technology (Dry Bottom only)<br>Selective Non-catalytic Reduction | Electric Utility | Electric Services | 0.4567 | 659.535 | 2745717.203 | 0.4494 | 524.15 | 2204678.246 | 0.4209 | 664.929 | 3092804.026 | 0.455 | 688.065 | 2938176.281 | 0.4322 | 691.946 | 3090832.069 | 0.4636 | 714.685 | 2979015.976 | 0.4107 | 214.329 | 955975.886 | 0.4538 | 543.757 | 2255017.375 | 0.3706 | 354.7 | 1701065.9 | 0.3888 | 348.8 | 1648904.5 | 31.7 | SNCR | Existing SNCR | 0.3706 | 0.3706 | 354.7 | Shutdown | Gas Combined Cycle Replacement | 8.1 | 346.6
PA | Shawville | 3131 | 2 | Clearfield | 1954-06-01 | 1389 | 125 | 41.067 | -78.3656 | ARP, NBP | Dry bottom wall-fired boiler | Coal | Pipeline Natural Gas | Low NOx Burner Technology (Dry Bottom only)<br>Selective Non-catalytic Reduction | Electric Utility | Electric Services | 0.4005 | 634.038 | 3020075.634 | 0.4331 | 572.714 | 2431167.78 | 0.3963 | 452.673 | 2184767.587 | 0.4287 | 711.266 | 3214489.326 | 0.4378 | 660.935 | 2930188.714 | 0.4802 | 892.634 | 3615531.106 | 0.4246 | 240.917 | 1033185.273 | 0.4277 | 604.345 | 2700837.404 | 0.3989 | 274.2 | 1225601.5 | 0.4081 | 339.7 | 1538534.5 | 24 | SNCR | Existing SNCR | 0.3963 | 0.3963 | 272.4 | Shutdown | Gas Combined Cycle Replacement | 5.8 | 268.4
PA | Shawville | 3131 | 3 | Clearfield | 1959-06-01 | 1811 | 188 | 41.067 | -78.3656 | ARP, NBP | Tangentially-fired | Coal | Pipeline Natural Gas | Low NOx Burner Technology w/ Closed-coupled/Separated OFA<br>Selective Non-catalytic Reduction | Electric Utility | Electric Services | 0.3575 | 563.069 | 3138601.277 | 0.3886 | 702.298 | 3576293.48 | 0.348 | 742.898 | 4294338.309 | 0.3508 | 722.091 | 4174438.06 | 0.359 | 785.894 | 4401997.813 | 0.3437 | 710.957 | 4151220.66 | 0.3528 | 574.566 | 3220147.555 | 0.3828 | 610.713 | 3192739.938 | 0.3826 | 472.9 | 2451578.5 | 0.364 | 361.9 | 1955239.3 | 36.9 | SNCR | Existing SNCR | 0.3437 | 0.3437 | 424.8 | Shutdown | Gas Combined Cycle Replacement | 11.6 | 461.2
PA | Shawville | 3131 | 4 | Clearfield | 1960-06-01 | 1796 | 188 | 41.067 | -78.3656 | ARP, NBP | Tangentially-fired | Coal | Pipeline Natural Gas | Low NOx Burner Technology w/ Closed-coupled/Separated OFA<br>Selective Non-catalytic Reduction | Electric Utility | Electric Services | 0.36 | 675.275 | 3754702.424 | 0.3976 | 799.528 | 3994440.033 | 0.3475 | 720.984 | 4161487.337 | 0.3507 | 796.463 | 4564632.913 | 0.3605 | 817.415 | 4553248.687 | 0.3453 | 752.818 | 4352634.696 | 0.3759 | 385.171 | 2039798.313 | 0.3829 | 819.155 | 4244326.07 | 0.363 | 423.7 | 2218555.4 | 0.3765 | 359 | 1860423 | 33.6 | SNCR | Existing SNCR | 0.3453 | 0.3453 | 403 | Shutdown | Gas Combined Cycle Replacement | 10.5 | 413.1
PA | St. Nicholas Cogeneration Project | 54634 | 1 | Schuylkill | 1990-07-01 | 1300 | 99.2 | 40.8222 | -76.1736 | NBP | Circulating fluidized bed boiler | Coal | Residual Oil |  | Small Power Producer | Electric Services | 0.0545 | 102.324 | 3785280.853 | 0.0546 | 102.211 | 3767786.323 | 0.0578 | 124.089 | 4337468.915 | 0.054 | 105.422 | 3947782.801 | 0.046 | 81.419 | 3621608.504 | 0.0402 | 75.645 | 3786779.035 | 0.0379 | 75.349 | 4062859.72 | 0.0436 | 86.337 | 4144376.289 | 0.0526 | 119.7 | 4589649.9 | 0.0439 | 100.1 | 4698976.8 | 96.1 |  | Low Ozone Season Rate | 0.0379 | 0.0379 | 86.3 |  |  | 86.3
PA | Sunbury | 3152 | 3 | Snyder | 1951-04-01 | 1419 | 103.5 | 40.8361 | -76.825 | ARP, NBP | Dry bottom wall-fired boiler | Coal | Other Oil | Low NOx Burner Technology w/ Overfire Air | Electric Utility | Electric Services | 0.3332 | 180.836 | 1020883.499 | 0.2952 | 345.768 | 2332795.872 | 0.2738 | 311.455 | 2217971.373 | 0.2687 | 339.56 | 2416251.059 | 0.2836 | 423.202 | 2896263.993 | 0.2915 | 511.274 | 3433084.221 | 0.259 | 111.72 | 801259.613 | 0.2748 | 361.742 | 2588742.895 | 0.2723 | 242.3 | 1722408.7 | 0.2837 | 139.9 | 933246.7 | 33.1 |  | New SNCR | 0.259 | 0.1554 | 138.3 | Shutdown | Gas Combined Cycle Replacement | 8.2 | 234.2
PA | Sunbury | 3152 | 4 | Snyder | 1953-08-01 | 1524 | 156.2 | 40.8361 | -76.825 | ARP, NBP | Dry bottom wall-fired boiler | Coal | Other Oil | Low NOx Burner Technology w/ Overfire Air | Electric Utility | Electric Services | 0.3149 | 472.175 | 2998753.674 | 0.2819 | 333.534 | 2307222.637 | 0.2727 | 294.964 | 2105110.832 | 0.2498 | 304.023 | 2367169.125 | 0.2609 | 273.172 | 2002198.379 | 0.2534 | 453.105 | 3493708.321 | 0.2394 | 228.353 | 1819606.015 | 0.2547 | 520.665 | 3988220.645 | 0.2546 | 306.4 | 2328507.8 | 0.2125 | 33.6 | 275672.5 | 41.6 |  | New SCR | 0.2125 | 0.06 | 72.2 | Shutdown | Gas Combined Cycle Replacement | 11.1 | 295.4
PA | Sunbury | 3152 | 1A | Snyder | 1949-08-01 | 713 | 89.1 | 40.8361 | -76.825 | ARP, NBP | Arch-fired boiler | Coal | Other Oil | Low NOx Burner Technology w/ Overfire Air | Electric Utility | Electric Services | 0.2831 | 140.223 | 973433.165 | 0.2541 | 150.469 | 1179594.258 | 0.2026 | 130.207 | 1280292 | 0.1869 | 110.123 | 1174342.241 | 0.2858 | 233.366 | 1631970.77 | 0.2778 | 255.151 | 1813931.774 | 0.297 | 134.403 | 890735.862 | 0.2303 | 177.113 | 1530487.899 | 0.2481 | 95.6 | 768194 | 0.033 | 0 | 6.5 | 29.3 |  | Low Ozone Season Rate | 0.033 | 0.033 | 12.7 | Shutdown | Gas Combined Cycle Replacement | 3.6 | 91.9
PA | Sunbury | 3152 | 1B | Snyder | 1949-08-01 | 713 | 89.1 | 40.8361 | -76.825 | ARP, NBP | Arch-fired boiler | Coal | Other Oil | Low NOx Burner Technology w/ Overfire Air | Electric Utility | Electric Services | 0.2883 | 150.114 | 1024775.298 | 0.2627 | 72.976 | 538951.852 | 0.2053 | 110.12 | 1064265.185 | 0.1892 | 98.382 | 1036254.804 | 0.2892 | 211.397 | 1456547.086 | 0.2758 | 236.948 | 1696997.872 | 0.2834 | 79.639 | 560042.924 | 0.2307 | 179.44 | 1542404.633 | 0.2487 | 99.3 | 792522.1 | 0.033 | 0 | 6.5 | 30.3 |  | Low Ozone Season Rate | 0.033 | 0.033 | 13.2 | Shutdown | Gas Combined Cycle Replacement | 3.8 | 95.6
PA | Sunbury | 3152 | 2A | Snyder | 1949-10-01 | 713 | 89.1 | 40.8361 | -76.825 | ARP, NBP | Arch-fired boiler | Coal | Other Oil | Low NOx Burner Technology w/ Overfire Air | Electric Utility | Electric Services | 0.2221 | 87.438 | 753084.044 | 0.2382 | 146.308 | 1212185.868 | 0.2044 | 102.446 | 994854.613 | 0.2158 | 127.864 | 1168413.926 | 0.2719 | 205.349 | 1502714.599 | 0.3167 | 261.764 | 1640776.149 | 0.2805 | 137.411 | 949359.525 | 0.251 | 213.408 | 1663055.443 | 0.2842 | 136.4 | 929326.8 | 0.1454 | 2.8 | 29808.2 | 35.5 |  | New SNCR | 0.1454 | 0.08724 | 41.9 | Shutdown | Gas Combined Cycle Replacement | 4.4 | 132
PA | Sunbury | 3152 | 2B | Snyder | 1949-10-01 | 713 | 89.1 | 40.8361 | -76.825 | NBP, ARP | Arch-fired boiler | Coal | Other Oil | Low NOx Burner Technology w/ Overfire Air | Electric Utility | Electric Services | 0.209 | 100.268 | 937514.149 | 0.2299 | 144.851 | 1254980.272 | 0.2033 | 114.769 | 1120482.128 | 0.2095 | 143.084 | 1368420.541 | 0.271 | 207.624 | 1529490.936 | 0.3359 | 232.072 | 1366592.08 | 0.033 | 0.001 | 35.997 | 0.405 | 0 | 0.045 | 0.028 | 0 | 7 | 0.025 | 0 | 9.5 | 0 |  | Low Ozone Season Rate | 0.025 | 0.025 | 0 | Shutdown | Gas Combined Cycle Replacement/No operation 2011 | 0 | 0
PA | Titus | 3115 | 1 | Berks | 1951-06-01 | 900 | 75 | 40.3061 | -75.9081 | ARP, NBP | Tangentially-fired | Coal | Diesel Oil | Low NOx Burner Technology w/ Closed-coupled/Separated OFA | Electric Utility | Electric Services | 0.2369 | 214.422 | 1793026.995 | 0.266 | 246.975 | 1860975.585 | 0.26 | 261.581 | 1994505.192 | 0.2593 | 241.98 | 1849543.007 | 0.2849 | 330.336 | 2284569.744 | 0.3075 | 293.835 | 1927269.48 | 0.3033 | 212.642 | 1385569.933 | 0.3449 | 231.205 | 1361832.056 | 0.3648 | 145.7 | 827276 | 0.3523 | 65 | 365579 | 25 |  | New SNCR | 0.2369 | 0.14214 | 56.8 | Shutdown | Gas Combined Cycle Replacement | 3.9 | 141.8
PA | Titus | 3115 | 2 | Berks | 1951-06-01 | 900 | 75 | 40.3061 | -75.9081 | ARP, NBP | Tangentially-fired | Coal | Diesel Oil | Low NOx Burner Technology w/ Closed-coupled/Separated OFA | Electric Utility | Electric Services | 0.2583 | 207.023 | 1640336.043 | 0.2912 | 241.842 | 1694454.076 | 0.2608 | 239.982 | 1823927.645 | 0.2647 | 216.535 | 1625048.018 | 0.2852 | 304.444 | 2102210.097 | 0.306 | 296.366 | 1941431.494 | 0.3021 | 210.834 | 1382863.14 | 0.3378 | 225.515 | 1348427.395 | 0.366 | 128.6 | 726447.5 | 0.3531 | 53.7 | 293588.8 | 22 |  | New SNCR | 0.2583 | 0.15498 | 54.5 | Shutdown | Gas Combined Cycle Replacement | 3.5 | 125.2
PA | Titus | 3115 | 3 | Berks | 1953-06-01 | 900 | 75 | 40.3061 | -75.9081 | ARP, NBP | Tangentially-fired | Coal | Diesel Oil | Low NOx Burner Technology w/ Closed-coupled/Separated OFA | Electric Utility | Electric Services | 0.2554 | 187.765 | 1467856.347 | 0.2805 | 262.394 | 1928291.886 | 0.2607 | 261.084 | 1986720.961 | 0.2616 | 247.716 | 1876438.589 | 0.2853 | 291.797 | 2018011.325 | 0.2997 | 243.54 | 1634534.81 | 0.3052 | 179.164 | 1165140.597 | 0.3416 | 253.762 | 1510350.756 | 0.3622 | 147.6 | 843530.1 | 0.3347 | 60.3 | 354017.8 | 25.5 |  | New SNCR | 0.2554 | 0.15324 | 62.4 | Shutdown | Gas Combined Cycle Replacement | 4 | 143.6
PA | Tolna | 3116 | 31 | York | 1971-06-01 | 305 | 27 | 39.7636 | -76.6345 | CAIRNOX, CAIROS, CAIRSO2, TRNOX, TRNOXOS, TRSO2G1 | Combustion turbine | Diesel Oil |  |  | Electric Utility |  | 0.654 | 19.07 | 58313.8 | 0.654 | 12.755 | 39001.9 | 0.6541 | 24.696 | 75508.3 | 0.6567 | 7.982 | 24290.3 | 0.654 | 13.942 | 42634.5 | 0.6602 | 3.674 | 11099 | 0.6502 | 0.874 | 2688.9 | 0.651 | 7.689 | 23610.9 | 0.6522 | 3.3 | 10009.8 | 0.6525 | 2.6 | 7902.9 | 0.9 | None Reported | Water Injection | 0.6502 | 0.39012 | 2 |  |  | 2
PA | Tolna | 3116 | 32 | York | 1971-06-01 | 305 | 27 | 39.7636 | -76.6345 | CAIRNOX, CAIROS, CAIRSO2, TRNOX, TRNOXOS, TRSO2G1 | Combustion turbine | Diesel Oil |  |  | Electric Utility |  | 0.6539 | 12.217 | 37366 | 0.6544 | 8.17 | 24963 | 0.6542 | 26.303 | 80413.9 | 0.6546 | 6.698 | 20460.2 | 0.654 | 12.148 | 37150.6 | 0.6604 | 3.796 | 11463.8 | 0.65 | 0.747 | 2297.9 | 0.6512 | 6.635 | 20366.9 | 0.6517 | 4.5 | 13936.6 | 0.6522 | 2.5 | 7807.9 | 1.2 | None Reported | Water Injection | 0.65 | 0.39 | 2.7 |  |  | 2.7
PA | Warren | 3132 | 5 | Warren | 1972-09-01 | 1248 | 53.1 | 41.8358 | -79.19 | CAIRNOX, CAIROS, CAIRSO2, TRNOX, TRNOXOS, TRSO2G1 | Combustion turbine | Diesel Oil | Pipeline Natural Gas |  | Electric Utility |  | 0.4589 | 5.95 | 23853 | 0.6268 | 0.643 | 1621.6 | [6 empty] | 1.198 | 0.044 | 74.1 | 1.2 | 0.053 | 88 | 0.775 | 0.046 | 119 | 0.776 | 0.086 | 221 | 1.0875 | 20.3 | 37521.5 | 0.7125 | 41.8 | 117208.5 | 0.8 | None Reported | Water Injection | 0.4589 | 0.27534 | 5.1 |  |  | 5.1
PA | Wayne | 3134 | 31 | Crawford | 1972-08-01 | 1210 | 53 | 41.514 | -80.0111 | NBP | Combustion turbine | Diesel Oil |  |  | Electric Utility |  | 0.6017 | 0.749 | 1996.8 | [27 empty] | 0 | None Reported | Water Injection | 0.6017 | 0.36102 | 0 |  |  | 0
PA | WPS Westwood Generation, LLC | 50611 | 31 | Schuylkill | 1987-01-12 | 615 | 36 | 40.6191 | -76.45 | ARP, NBP | Circulating fluidized bed boiler | Coal | Diesel Oil |  | Electric Utility |  | 0.1578 | 117.593 | 1480699.45 | 0.1409 | 92.518 | 1341440.275 | 0.2098 | 153.51 | 1462731.525 | 0.1432 | 89.781 | 1249175.85 | 0.1419 | 98.168 | 1385420.6 | 0.1282 | 109.898 | 1699773.643 | 0.1538 | 117.881 | 1479354.512 | 0.149 | 123.511 | 1631110.395 | 0.1061 | 70.2 | 1281219.7 | 0.1375 | 90.2 | 1292644.8 | 56.7 |  | New SNCR | 0.1061 | 0.06366 | 42.1 |  |  | 42.1
PA | York Energy Center | 55524 | 1 | York | 2011-03-02 | 1570 | 120 | 39.4417 | -76.1826 | ARP, CAIRNOX, CAIROS, CAIRSO2, TRNOX, TRNOXOS, TRSO2G1 | Combined cycle | Pipeline Natural Gas | Diesel Oil | Selective Catalytic Reduction | Electric Utility | [25 empty] | 0.0116 | 8 | 2101594 | 0.0067 | 11 | 3702144.9 | 36.5 | Selective Catalytic Reduction | Existing SCR | 0.0067 | 0.0067 | 4.6 |  |  | 4.6
PA | York Energy Center | 55524 | 2 | York | 2011-03-02 | 1570 | 120 | 39.4417 | -76.1826 | ARP, CAIRNOX, CAIROS, CAIRSO2, TRNOX, TRNOXOS, TRSO2G1 | Combined cycle | Pipeline Natural Gas | Diesel Oil | Selective Catalytic Reduction | Electric Utility | [25 empty] | 0.012 | 7.7 | 1929279.8 | 0.007 | 11.5 | 3759401.2 | 33.5 | Selective Catalytic Reduction | Existing SCR | 0.007 | 0.007 | 4.5 |  |  | 4.5
PA | York Energy Center | 55524 | 3 | York | 2011-03-02 | 1570 | 120 | 39.4417 | -76.1826 | ARP, CAIRNOX, CAIROS, CAIRSO2, TRNOX, TRNOXOS, TRSO2G1 | Combined cycle | Pipeline Natural Gas | Diesel Oil | Selective Catalytic Reduction | Electric Utility | [25 empty] | 0.0105 | 7.5 | 2013567 | 0.0067 | 11.3 | 3795978.3 | 34.9 | Selective Catalytic Reduction | Existing SCR | 0.0067 | 0.0067 | 4.8 |  |  | 4.8
RI | Entergy Rhode Island State Energy LP | 55107 | RISEP1 | Providence | 2002-07-29 | 2294.6 | 196 | 41.8017 | -71.5186 | ARP, RGGI, SIPNOX | Combined cycle | Pipeline Natural Gas |  | Dry Low NOx Burners<br>Selective Catalytic Reduction | Electric Utility |  | 0.0251 | 15.251 | 2105801.36 | 0.018 | 10.237 | 1932268.981 | 0.0172 | 18.727 | 3769729.392 | 0.0122 | 16.293 | 4509386.264 | 0.0081 | 10.476 | 5029601.748 | 0.0072 | 10.303 | 4494808.874 | 0.007 | 11.209 | 4370828.465 | 0.0063 | 12.832 | 4979222.341 | 0.0096 | 16.6 | 5095105.2 | 0.0129 | 15.7 | 3971901.9 | 60.5 | Dry Low NOx Burners<br>Selective Catalytic Reduction | Existing SCR | 0.0063 | 0.0063 | 10.9 |  |  | 10.9
RI | Entergy Rhode Island State Energy LP | 55107 | RISEP2 | Providence | 2002-08-03 | 2294.6 | 196 | 41.8017 | -71.5186 | ARP, RGGI, SIPNOX | Combined cycle | Pipeline Natural Gas |  | Dry Low NOx Burners<br>Selective Catalytic Reduction | Electric Utility |  | 0.0242 | 13.719 | 1981017.72 | 0.0184 | 10.242 | 1916561.235 | 0.0153 | 17.348 | 3990861.588 | 0.0124 | 14.388 | 4508695.253 | 0.0092 | 15.173 | 4997068.425 | 0.0071 | 10.242 | 4433082.636 | 0.0069 | 14.77 | 5198447.1 | 0.004 | 8.151 | 4882035.776 | 0.0068 | 15.6 | 5296957.2 | 0.0089 | 13.6 | 3950044.2 | 62.9 | Dry Low NOx Burners<br>Selective Catalytic Reduction | Existing SCR | 0.004 | 0.004 | 9.2 |  |  | 9.2
RI | Manchester Street | 3236 | 9 | Providence | 1995-08-30 | 1450 | 125 | 41.8167 | -71.4042 | ARP, RGGI, SIPNOX | Combined cycle | Pipeline Natural Gas | Diesel Oil | Dry Low NOx Burners<br>Selective Catalytic Reduction<br>Steam Injection | Electric Utility |  | 0.0493 | 26.583 | 1394060.25 | 0.0601 | 21.122 | 938005.75 | 0.0434 | 47.134 | 2670249.075 | 0.0269 | 16.161 | 1915580.725 | 0.0297 | 17.27 | 1921348.8 | 0.0299 | 17.127 | 2000011.8 | 0.0457 | 38.358 | 2245992.5 | 0.0439 | 29.243 | 1755565.55 | 0.0397 | 40.6 | 2628716.8 | 0.0348 | 47.6 | 3320044.3 | 49.4 | Dry Low NOx Burners<br>Selective Catalytic Reduction<br>Steam Injection | Existing SCR | 0.0269 | 0.0269 | 27.5 |  |  | 27.5
RI | Manchester Street | 3236 | 10 | Providence | 1995-07-24 | 1450 | 125 | 41.8167 | -71.4042 | ARP, RGGI, SIPNOX | Combined cycle | Pipeline Natural Gas | Diesel Oil | Dry Low NOx Burners<br>Selective Catalytic Reduction<br>Steam Injection | Electric Utility |  | 0.0614 | 23.524 | 1012285.05 | 0.054 | 25.293 | 1230074.05 | 0.0403 | 49.315 | 2988604.825 | 0.0331 | 16.492 | 1633476.625 | 0.0335 | 18.781 | 1939805 | 0.0337 | 19.511 | 1941750.575 | 0.0469 | 48.175 | 2744109.325 | 0.0408 | 43.855 | 2805647.475 | 0.0297 | 35.3 | 3120394.7 | 0.0241 | 39.3 | 3613061.1 | 58.6 | Dry Low NOx Burners<br>Selective Catalytic Reduction<br>Steam Injection | Existing SCR | 0.0241 | 0.0241 | 28.7 |  |  | 28.7
RI | Manchester Street | 3236 | 11 | Providence | 1995-06-30 | 1450 | 125 | 41.8167 | -71.4042 | ARP, RGGI, SIPNOX | Combined cycle | Pipeline Natural Gas | Diesel Oil | Dry Low NOx Burners<br>Selective Catalytic Reduction<br>Steam Injection | Electric Utility |  | 0.0475 | 32.943 | 1770333.925 | 0.0513 | 21.744 | 1128937.2 | 0.039 | 46.442 | 2886301.5 | 0.0361 | 14.405 | 1317629.125 | 0.0296 | 15.685 | 1764955.625 | 0.0327 | 19.867 | 1997070.975 | 0.0498 | 44.454 | 2408480.425 | 0.0411 | 42.179 | 2671971.3 | 0.0383 | 42.2 | 2755876.1 | 0.0279 | 42.6 | 3526121.4 | 51.8 | Dry Low NOx Burners<br>Selective Catalytic Reduction<br>Steam Injection | Existing SCR | 0.0279 | 0.0279 | 30.8 |  |  | 30.8
RI | Ocean State Power | 51030 | 1 | Providence | 1990-12-01 | 1650 | 82.8 | 42.0099 | -71.6701 | ARP, RGGI, SIPNOX | Combined cycle | Pipeline Natural Gas | Diesel Oil | Water Injection<br>Selective Catalytic Reduction | Electric Utility |  | 0.0296 | 19.004 | 1387603.069 | 0.0333 | 18.641 | 1342356.529 | 0.052 | 7.522 | 350427.038 | 0.029 | 18.808 | 1418945.462 | 0.0499 | 17.519 | 1061377.45 | 0.0371 | 14.009 | 1089336.676 | 0.0547 | 16.585 | 938492.538 | 0.0289 | 17.115 | 1626734.18 | 0.0418 | 19.6 | 1283720 | 0.0409 | 30.1 | 1975063.1 | 21.2 | Water Injection<br>Selective Catalytic Reduction | Existing SCR | 0.0289 | 0.0289 | 13.5 |  |  | 13.5
RI | Ocean State Power | 51030 | 2 | Providence | 1990-12-01 | 1650 | 82.8 | 42.0099 | -71.6701 | ARP, RGGI, SIPNOX | Combined cycle | Pipeline Natural Gas | Diesel Oil | Water Injection<br>Selective Catalytic Reduction | Electric Utility |  | 0.029 | 23.884 | 1771175.215 | 0.0272 | 16.164 | 1277825.792 | 0.0445 | 7.383 | 357921.312 | 0.0299 | 18.943 | 1404988.269 | 0.0294 | 14.355 | 1150562.912 | 0.0347 | 13.368 | 1005056.371 | 0.0462 | 13.61 | 867444.067 | 0.0373 | 25.842 | 1783948.009 | 0.0418 | 19.6 | 1258191.8 | 0.0436 | 34.1 | 2083856.3 | 20.8 | Water Injection<br>Selective Catalytic Reduction | Existing SCR | 0.0272 | 0.0272 | 12.7 |  |  | 12.7
RI | Ocean State Power II | 54324 | 3 | Providence | 1991-10-01 | 1650 | 82.8 | 42.0099 | -71.6701 | ARP, RGGI, SIPNOX | Combined cycle | Pipeline Natural Gas | Diesel Oil | Water Injection<br>Selective Catalytic Reduction | Electric Utility |  | 0.0282 | 19.258 | 1434746.312 | 0.028 | 15.671 | 1283225.977 | 0.0302 | 15.428 | 1356235.731 | 0.0365 | 22.263 | 1572151.838 | 0.0389 | 25.753 | 1589718.879 | 0.034 | 16.461 | 1226782.41 | 0.0374 | 17.672 | 1205022.667 | 0.0342 | 26.808 | 1888040.116 | 0.0395 | 26.8 | 1712198.7 | 0.0369 | 29.3 | 1943386.5 | 28.3 | Water Injection<br>Selective Catalytic Reduction | Existing SCR | 0.028 | 0.028 | 19 |  |  | 19
RI | Ocean State Power II | 54324 | 4 | Providence | 1991-10-01 | 1650 | 82.8 | 42.0099 | -71.6701 | ARP, RGGI, SIPNOX | Combined cycle | Pipeline Natural Gas | Diesel Oil | Water Injection<br>Selective Catalytic Reduction | Electric Utility |  | 0.0281 | 18.322 | 1357789.411 | 0.0328 | 18.961 | 1268483.726 | 0.0328 | 19.038 | 1272723.496 | 0.0376 | 26.06 | 1679807.516 | 0.0389 | 25.224 | 1583317.945 | 0.032 | 18.154 | 1323823.827 | 0.035 | 18.242 | 1267756.705 | 0.0377 | 23.168 | 1484079.577 | 0.0421 | 28.8 | 1699431 | 0.0445 | 34.1 | 1967277.9 | 28 | Water Injection<br>Selective Catalytic Reduction | Existing SCR | 0.0281 | 0.0281 | 19.2 |  |  | 19.2
RI | Tiverton Power, LLC | 55048 | 1 | Newport | 2000-02-01 | 1943.4 | 179.3 | 41.6417 | -71.17 | ARP, RGGI, SIPNOX | Combined cycle | Pipeline Natural Gas |  | Selective Catalytic Reduction | Electric Utility |  | 0.0074 | 16.03 | 5146135.85 | 0.0074 | 18.942 | 5360881 | 0.0086 | 21.857 | 5476140.125 | 0.0175 | 14.868 | 2685347.3 | 0.0137 | 22.105 | 4286595.098 | 0.0087 | 19.777 | 4729226.732 | 0.0101 | 23.705 | 4950695.77 | 0.0091 | 17.045 | 3969087.377 | 0.0111 | 27.2 | 5205382 | 0.0112 | 25.3 | 4876978.3 | 72.9 | Selective Catalytic Reduction | Existing SCR | 0.0074 | 0.0074 | 18.1 |  |  | 18.1
SC | Broad River Energy Center | 55166 | CT-1 | Cherokee | 2000-05-07 | 2137.5 | 197 | 35.0786 | -81.575 | ARP, CAIRNOX, CAIROS, CAIRSO2, TRNOX, TRNOXOS, TRSO2G2 | Combustion turbine | Pipeline Natural Gas | Diesel Oil | Dry Low NOx Burners | Electric Utility |  | 0.0501 | 7.961 | 402749.05 | 0.0435 | 10.725 | 593284.55 | 0.0411 | 23.676 | 1336057.5 | 0.0451 | 27.315 | 1438240.48 | 0.0452 | 25.315 | 1328278.559 | 0.0465 | 18 | 930169.862 | 0.05 | 10.574 | 540141.79 | 0.046 | 32.706 | 1701899.796 | 0.0472 | 23 | 1169095.3 | 0.0457 | 25 | 1293063.2 | 14.9 | Dry Low NOx Burners | Low Ozone Season Rate | 0.0411 | 0.0411 | 20 |  |  | 20
SC | Broad River Energy Center | 55166 | CT-2 | Cherokee | 2000-05-14 | 2137.5 | 197 | 35.0786 | -81.575 | ARP, CAIRNOX, CAIROS, CAIRSO2, TRNOX, TRNOXOS, TRSO2G2 | Combustion turbine | Pipeline Natural Gas | Diesel Oil | Dry Low NOx Burners | Electric Utility |  | 0.0574 | 9.721 | 424320.775 | 0.0473 | 10.536 | 555972.55 | 0.0399 | 21.305 | 1254008.6 | 0.045 | 26.237 | 1336131.533 | 0.0464 | 18.441 | 941859.67 | 0.0434 | 17.763 | 944397.298 | 0.0445 | 8.892 | 480517.129 | 0.0445 | 31.709 | 1617840.023 | 0.0462 | 23.8 | 1207031.2 | 0.0416 | 22.7 | 1180536.2 | 15.4 | Dry Low NOx Burners | Low Ozone Season Rate | 0.0399 | 0.0399 | 20.6 |  |  | 20.6
SC | Broad River Energy Center | 55166 | CT-3 | Cherokee | 2000-05-21 | 2137.5 | 197 | 35.0786 | -81.575 | ARP, CAIRNOX, CAIROS, CAIRSO2, TRNOX, TRNOXOS, TRSO2G2 | Combustion turbine | Pipeline Natural Gas | Diesel Oil | Dry Low NOx Burners | Electric Utility |  | 0.0571 | 10.063 | 430019.9 | 0.0468 | 9.809 | 522553.325 | 0.0429 | 25.327 | 1327727.95 | 0.0438 | 25.341 | 1339217.442 | 0.048 | 27.626 | 1357434.745 | 0.0443 | 17.912 | 988414.285 | 0.0472 | 8.455 | 486725.185 | 0.0444 | 28.494 | 1535839.798 | 0.0454 | 23.4 | 1213692.9 | 0.0472 | 22.8 | 1154385.2 | 15.5 | Dry Low NOx Burners | Low Ozone Season Rate | 0.0429 | 0.0429 | 22.1 |  |  | 22.1
SC | Broad River Energy Center | 55166 | CT-4 | Cherokee | 2001-03-30 | 2137.5 | 197 | 35.0786 | -81.575 | ARP, CAIRNOX, CAIROS, CAIRSO2, TRNOX, TRNOXOS, TRSO2G2 | Combustion turbine | Pipeline Natural Gas | Diesel Oil | Dry Low NOx Burners | Electric Utility |  | 0.0416 | 5.548 | 354622.9 | 0.0488 | 8.803 | 482969.325 | 0.042 | 24.275 | 1343397.775 | 0.0432 | 24.287 | 1281901.046 | 0.0445 | 17.941 | 939521.31 | 0.0477 | 20.477 | 1052089.267 | 0.0482 | 11.169 | 600366.544 | 0.0468 | 28.017 | 1425485.477 | 0.0502 | 25.8 | 1236567.1 | 0.0486 | 28.3 | 1316964.3 | 15.8 | Dry Low NOx Burners | Low Ozone Season Rate | 0.0416 | 0.0416 | 21.4 |  |  | 21.4
SC | Broad River Energy Center | 55166 | CT-5 | Cherokee | 2001-03-30 | 2137.5 | 197 | 35.0786 | -81.575 | ARP, CAIRNOX, CAIROS, CAIRSO2, TRNOX, TRNOXOS, TRSO2G2 | Combustion turbine | Pipeline Natural Gas | Diesel Oil | Dry Low NOx Burners | Electric Utility |  | 0.0375 | 4.957 | 318747.3 | 0.0476 | 10.244 | 541888.775 | 0.043 | 24.663 | 1309165.325 | 0.0441 | 25.905 | 1350117.963 | 0.0443 | 20.663 | 1086479.97 | 0.0482 | 19.75 | 1002988.998 | 0.0475 | 10.809 | 566439.962 | 0.0487 | 24.93 | 1247756.239 | 0.0498 | 26.3 | 1252095.9 | 0.0593 | 30.4 | 1228098.3 | 16 | Dry Low NOx Burners | Low Ozone Season Rate | 0.0375 | 0.0375 | 19.8 |  |  | 19.8
SC | Canadys Steam | 3280 | CAN1 | Colleton | 1962-04-01 | 1554 | 136 | 33.0647 | -80.6228 | ARP, NBP | Tangentially-fired | Coal | Residual Oil | Low NOx Burner Technology w/ Closed-coupled OFA | Electric Utility | Electric Services | 0.3632 | 631.887 | 3514567.939 | 0.4062 | 647.41 | 3200066.223 | 0.4442 | 759.755 | 3463781.747 | 0.3806 | 539.367 | 2818473.619 | 0.3814 | 362.756 | 1895198.672 | 0.4111 | 571.146 | 2770023.342 | 0.3636 | 350.441 | 1894981.43 | 0.331 | 282.376 | 1671433.067 | 0.3446 | 491.7 | 2840934.3 | 0.3433 | 487 | 2815135.4 | 49.8 |  | New SCR | 0.331 | 0.06 | 85.6 | Shutdown | Gas Combined Cycle Replacement | 13.5 | 478.2
SC | Canadys Steam | 3280 | CAN2 | Colleton | 1962-04-01 | 1416 | 136 | 33.0647 | -80.6228 | ARP, NBP | Tangentially-fired | Coal | Residual Oil | Low NOx Burner Technology w/ Closed-coupled OFA | Electric Utility | Electric Services | 0.4295 | 745.623 | 3506866.799 | 0.4082 | 601.936 | 2925665.327 | 0.4625 | 774.107 | 3324254.805 | 0.4217 | 854.037 | 4094177.247 | 0.384 | 688.777 | 3581489.937 | 0.3747 | 627.359 | 3398705.504 | 0.3513 | 305.639 | 1696966.723 | 0.3446 | 317.887 | 1829101.938 | 0.3602 | 515.4 | 2836096.5 | 0.3302 | 259.9 | 1527259.2 | 54.5 |  | New SCR | 0.3302 | 0.06 | 85.9 | Shutdown | Gas Combined Cycle Replacement | 13.5 | 502
SC | Canadys Steam | 3280 | CAN3 | Colleton | 1967-04-01 | 2019 | 217.6 | 33.0647 | -80.6228 | ARP, NBP | Dry bottom wall-fired boiler | Coal | Pipeline Natural Gas | Low NOx Burner Technology w/ Overfire Air | Electric Utility | Electric Services | 0.4211 | 998.983 | 4627540.294 | 0.4203 | 979.556 | 4554931.84 | 0.4205 | 1016.337 | 4742382.104 | 0.3472 | 865.461 | 4920818.334 | 0.3627 | 940.169 | 5125542.757 | 0.3519 | 923.13 | 5175781.982 | 0.2906 | 289.786 | 1953519.858 | 0.2875 | 676.204 | 4598342.996 | 0.3514 | 768.6 | 4309811.8 | 0.3211 | 764 | 4677171.4 | 58.1 |  | New SCR | 0.2875 | 0.06 | 131.2 | Shutdown | Gas Combined Cycle Replacement | 20.5 | 748.1
SC | Columbia Energy Center (SC) | 55386 | B-1 | Calhoun | 2004-02-27 | 357 | 274.5 | 33.8692 | -81.0183 | NBP | Dry bottom wall-fired boiler (Started Jan 13, 2004) | Pipeline Natural Gas | Diesel Oil | Low NOx Burner Technology (Dry Bottom only) | Electric Utility |  |  |  |  | 0.0438 | 4.497 | 272524.725 | 0.025 | 5.539 | 438158.962 | 0.0272 | 5.228 | 370651.955 | 0.0302 | 4.299 | 291998.244 | 0.0275 | 3.967 | 301287.907 | 0.0327 | 5.553 | 343349.025 | 0.0286 | 4.52 | 320625.068 | 0.0321 | 4.7 | 293408.9 | 0.03 | 4.6 | 305382 | 22.4 |  | Low Ozone Season Rate | 0.025 | 0.025 | 3.7 |  |  | 3.7
SC | Columbia Energy Center (SC) | 55386 | B-2 | Calhoun | 2004-02-27 | 357 | 274.5 | 33.8692 | -81.0183 | NBP | Dry bottom wall-fired boiler (Started Feb 05, 2004) | Pipeline Natural Gas | Diesel Oil | Low NOx Burner Technology (Dry Bottom only) | Electric Utility |  |  |  |  | 0.0282 | 3.687 | 258671.3 | 0.0297 | 6.664 | 439418.409 | 0.0176 | 2.55 | 209313.35 | 0.0245 | 4.62 | 334621.828 | 0.0268 | 4.157 | 303519.756 | 0.0284 | 5.321 | 375335.49 | 0.0273 | 3.983 | 293535.154 | 0.0269 | 3.8 | 281699.5 | 0.0289 | 4.7 | 327976.1 | 21.5 |  | Low Ozone Season Rate | 0.0176 | 0.0176 | 2.5 |  |  | 2.5
SC | Columbia Energy Center (SC) | 55386 | B-3 | Calhoun | 2004-05-05 | 555 | 274.5 | 33.8692 | -81.0183 | NBP | Dry bottom wall-fired boiler (Started Apr 14, 2004) | Pipeline Natural Gas | Diesel Oil | Low NOx Burner Technology (Dry Bottom only) | Electric Utility |  |  |  |  | 0.0336 | 4.846 | 286038.525 | 0.0251 | 6.94 | 549820.967 | 0.0248 | 8.521 | 671670.814 | 0.0263 | 9.723 | 743498.082 | 0.0222 | 2.505 | 226828.049 | 0.025 | 0.435 | 35743.387 | 0.0226 | 1.453 | 129266.476 | 0.024 | 1.6 | 137298.9 | 0.0252 | 1.8 | 146426.9 | 6.7 |  | Low Ozone Season Rate | 0.0222 | 0.0222 | 1.5 |  |  | 1.5
SC | Columbia Energy Center (SC) | 55386 | CT-1 | Calhoun | 2004-03-02 | 2484 | 197 | 33.8692 | -81.0183 | ARP, CAIRNOX, CAIROS, CAIRSO2, TRNOX, TRNOXOS, TRSO2G2 | Combined cycle | Pipeline Natural Gas | Diesel Oil | Dry Low NOx Burners<br>Water Injection<br>Selective Catalytic Reduction | Electric Utility |  |  |  |  | 0.0452 | 27.69 | 2050325.65 | 0.0302 | 9.416 | 1058361.763 | 0.0381 | 14.058 | 1377345.003 | 0.0357 | 10.301 | 1227731.114 | 0.0308 | 7.269 | 994629.411 | 0.0579 | 0.433 | 38830.759 | 0.039 | 7.663 | 866195.385 | 0.035 | 4.6 | 545657.4 | 0.0417 | 0.9 | 73948 | 6 | Dry Low NOx Burners<br>Water Injection<br>Selective Catalytic Reduction | Existing SCR | 0.0302 | 0.0302 | 4 |  |  | 4
SC | Columbia Energy Center (SC) | 55386 | CT-2 | Calhoun | 2004-03-02 | 2484 | 197 | 33.8692 | -81.0183 | ARP, CAIRNOX, CAIROS, CAIRSO2, TRNOX, TRNOXOS, TRSO2G2 | Combined cycle | Pipeline Natural Gas | Diesel Oil | Dry Low NOx Burners<br>Water Injection<br>Selective Catalytic Reduction | Electric Utility |  |  |  |  | 0.0641 | 32.326 | 1446002.1 | 0.0339 | 9.301 | 1022384.516 | 0.0355 | 14.333 | 1589731.414 | 0.0379 | 14.583 | 1522031.909 | 0.0383 | 8.417 | 893138.919 | 0.0245 | 1.851 | 254898.926 | 0.0452 | 7.912 | 647078.765 | 0.0325 | 5.2 | 621324.1 | 0.1633 | 0.1 | 732.2 | 6.8 | Dry Low NOx Burners<br>Water Injection<br>Selective Catalytic Reduction | Existing SCR | 0.0245 | 0.0245 | 3.9 |  |  | 3.9
SC | Cope Station | 7210 | COP1 | Orangeburg | 1996-03-01 | 4725 | 417.3 | 33.3642 | -81.03 | ARP, NBP | Tangentially-fired | Coal |  | Low NOx Burner Technology w/ Separated OFA | Electric Utility | Electric Services | 0.2419 | 1501.016 | 12400000 | 0.2494 | 1561.155 | 12500000 | 0.2572 | 1981.065 | 15400000 | 0.2513 | 1897.313 | 15100000 | 0.244 | 1720.669 | 14100000 | 0.2662 | 1520.114 | 11400000 | 0.0799 | 399.278 | 10300000 | 0.08 | 393.021 | 10200000 | 0.0984 | 530.4 | 11000000 | 0.1303 | 494.9 | 7914841.6 | 63.6 | SCR | Existing SCR | 0.0799 | 0.0799 | 430.7 |  |  | 430.7
SC | Cross | 130 | 1 | Berkeley | 1994-12-01 | 6750 | 590.9 | 33.3692 | -80.1119 | ARP, NBP | Dry bottom wall-fired boiler | Coal | Residual Oil | Selective Catalytic Reduction (Began May 22, 2003)<br>Low NOx Burner Technology w/ Overfire Air | Electric Utility | Electric Services | 0.1394 | 1370.324 | 19700000 | 0.0958 | 788.232 | 17000000 | 0.0675 | 649.478 | 19600000 | 0.0785 | 789.296 | 20600000 | 0.0948 | 942.884 | 20200000 | 0.0908 | 795.239 | 17700000 | 0.0909 | 856.227 | 18900000 | 0.091 | 773.014 | 17100000 | 0.0837 | 731.5 | 17400000 | 0.069 | 381.4 | 11200000 | 70.2 | SCR | Existing SCR | 0.0675 | 0.0675 | 589.9 |  |  | 589.9
SC | Cross | 130 | 2 | Berkeley | 1984-05-01 | 6640 | 556.2 | 33.3692 | -80.1119 | ARP, NBP | Tangentially-fired | Coal | Residual Oil | Selective Catalytic Reduction (Began Jun 24, 2003)<br>Low NOx Burner Technology w/ Closed-coupled OFA | Electric Utility | Electric Services | 0.1737 | 1488.499 | 17300000 | 0.0609 | 451.207 | 15400000 | 0.077 | 592.827 | 15900000 | 0.078 | 758.824 | 19700000 | 0.1012 | 969.953 | 19600000 | 0.0922 | 830.605 | 18300000 | 0.0914 | 437.041 | 9333000.431 | 0.0888 | 867.574 | 19600000 | 0.0829 | 672.6 | 16200000 | 0.0702 | 361 | 10300000 | 66.5 | SCR | Existing SCR | 0.0609 | 0.0609 | 494.1 |  |  | 494.1
SC | Cross | 130 | 3 | Berkeley | 2006-10-04 | 6895 | 591 | 33.3692 | -80.1119 | ARP, NBP | Tangentially-fired (Started Aug 05, 2006) | Coal | Diesel Oil | Low NOx Burner Technology w/ Closed-coupled/Separated OFA<br>Selective Catalytic Reduction | Electric Utility | Electric Services | [9 empty] | 0.6355 | 95.216 | 145342.923 | 0.0713 | 597.065 | 17400000 | 0.0696 | 606.234 | 17500000 | 0.0689 | 640.993 | 18800000 | 0.0713 | 519.345 | 14900000 | 0.0642 | 608.3 | 19100000 | 0.059 | 583.5 | 19900000 | 75.5 | SCR | Existing SCR | 0.059 | 0.059 | 559 |  |  | 559
SC | Cross | 130 | 4 | Berkeley | 2008-04-26 | 7120 | 652 | 33.3692 | -80.1119 | ARP, NBP | Tangentially-fired | Coal | Diesel Oil | Low NOx Burner Technology w/ Closed-coupled/Separated OFA<br>Selective Catalytic Reduction | Electric Utility | Electric Services | [15 empty] | 0.0763 | 606.727 | 16700000 | 0.0718 | 683.052 | 19300000 | 0.0707 | 689.906 | 19600000 | 0.0626 | 659.8 | 21100000 | 0.0591 | 619.8 | 21000000 | 80.7 | SCR | Existing SCR | 0.0591 | 0.0591 | 622.9 |  |  | 622.9
SC | Darlington County | 3250 | 1 | Darlington | 1974-08-01 | 964 | 66.8 | 34.4185 | -80.1657 | CAIRNOX, CAIROS, CAIRSO2, TRNOX, TRNOXOS, TRSO2G2 | Combustion turbine | Pipeline Natural Gas | Diesel Oil |  | Electric Utility |  | 0.3623 | 2.299 | 11408.625 | 0.2357 | 0.698 | 4931.225 | 0.2491 | 4.969 | 32389.425 | 0.2434 | 7.972 | 57021.625 | 0.2593 | 15.701 | 107266.875 | 0.4787 | 5.896 | 24692 | 0.4717 | 2.106 | 8924.9 | 0.472 | 16.635 | 70487.5 | 0.4738 | 39.7 | 168056 | 0.4718 | 23.8 | 100704.6 | 4.7 | None Reported | Water Injection | 0.2357 | 0.14142 | 11.8 |  |  | 11.8
SC | Darlington County | 3250 | 2 | Darlington | 1974-08-01 | 1100 | 65.8 | 34.4185 | -80.1657 | CAIRNOX, CAIROS, CAIRSO2, TRNOX, TRNOXOS, TRSO2G2 | Combustion turbine | Diesel Oil |  |  | Electric Utility |  | 0.5102 | 1.938 | 6819.075 | 0.5061 | 0.652 | 2272.1 | 0.5401 | 5.548 | 18343.2 | 0.777 | 8.621 | 21475.275 | 0.5244 | 14.313 | 50960.15 | 0.7029 | 2.041 | 5806.2 | 0.703 | 7.298 | 20762.1 | 0.703 | 5.088 | 14476 | 0.7034 | 3.2 | 9219.9 | 0.7032 | 1.4 | 3841.8 | 0.2 | None Reported | Water Injection | 0.5061 | 0.30366 | 1.4 |  |  | 1.4
SC | Darlington County | 3250 | 3 | Darlington | 1974-08-01 | 1100 | 66.8 | 34.4185 | -80.1657 | CAIRNOX, CAIROS, CAIRSO2, TRNOX, TRNOXOS, TRSO2G2 | Combustion turbine | Pipeline Natural Gas | Diesel Oil |  | Electric Utility |  | 0.3323 | 2.008 | 9304.1 | 0.2171 | 0.785 | 7043.6 | 0.2435 | 4.16 | 29098.325 | 0.2523 | 10.674 | 77620.2 | 0.2504 | 14.399 | 106528.3 | 0.4824 | 7.614 | 32068.6 | 0.4659 | 2.283 | 9675.1 | 0.472 | 15.598 | 66087.8 | 0.4824 | 30.8 | 127357 | 0.4718 | 18.9 | 80191.7 | 3.2 | None Reported | Water Injection | 0.2171 | 0.13026 | 8.3 |  |  | 8.3
SC | Darlington County | 3250 | 4 | Darlington | 1974-08-01 | 14000 | 65.8 | 34.4185 | -80.1657 | CAIRNOX, CAIROS, CAIRSO2, TRNOX, TRNOXOS, TRSO2G2 | Combustion turbine | Diesel Oil |  |  | Electric Utility |  | 0.5523 | 3.049 | 9409.075 | 0.5058 | 0.791 | 2850.175 | 0.4919 | 4.32 | 16336.35 | 0.5019 | 1.395 | 5306.5 | 0.5401 | 14.37 | 49208.525 | 0.703 | 0.845 | 2405.1 | 0.703 | 6.054 | 17224.1 | 0.703 | 3.775 | 10739.8 | 0.7027 | 4.8 | 13629.9 | 0.7022 | 2 | 5589.3 | 0 | None Reported | Water Injection | 0.4919 | 0.29514 | 2 |  |  | 2
SC | Darlington County | 3250 | 5 | Darlington | 1974-08-01 | 1200 | 66.8 | 34.4185 | -80.1657 | CAIRNOX, CAIROS, CAIRSO2, TRNOX, TRNOXOS, TRSO2G2 | Combustion turbine | Pipeline Natural Gas | Diesel Oil |  | Electric Utility |  | 0.4207 | 1.8 | 7774.95 | 0.3556 | 1.551 | 8039.7 | 0.2783 | 5.513 | 36615.575 | 0.2714 | 8.216 | 55487.925 | 0.3264 | 25.012 | 141264.875 | 0.4854 | 9.725 | 41148.7 | 0.4721 | 3.518 | 14909.9 | 0.472 | 25.872 | 109626.7 | 0.4812 | 35.1 | 145653.4 | 0.472 | 20.8 | 87999.2 | 3.3 | None Reported | Water Injection | 0.2714 | 0.16284 | 11.9 |  |  | 11.9
SC | Darlington County | 3250 | 6 | Darlington | 1974-08-01 | 1200 | 65.8 | 34.4185 | -80.1657 | CAIRNOX, CAIROS, CAIRSO2, TRNOX, TRNOXOS, TRSO2G2 | Combustion turbine | Diesel Oil |  |  | Electric Utility |  | 0.3762 | 1.454 | 6271.825 | 0.4434 | 0.623 | 2333.325 | 0.4284 | 3.354 | 13511.2 | 0.4948 | 7.294 | 25508.375 | 0.704 | 18.365 | 51814.425 | 0.7035 | 1.411 | 4013.3 | 0.703 | 6.349 | 18062 | 0.703 | 3.814 | 10850.9 | 0.7027 | 4.9 | 13939.1 | 0.7034 | 0.9 | 2541 | 0.3 | None Reported | Water Injection | 0.3762 | 0.22572 | 1.6 |  |  | 1.6
SC | Darlington County | 3250 | 7 | Darlington | 1974-08-01 | 964 | 66.8 | 34.4185 | -80.1657 | CAIRNOX, CAIROS, CAIRSO2, TRNOX, TRNOXOS, TRSO2G2 | Combustion turbine | Pipeline Natural Gas | Diesel Oil |  | Electric Utility |  | 0.5221 | 1.724 | 5819.625 | 0.3435 | 1.105 | 5463.35 | 0.2892 | 5.873 | 38553.975 | 0.2682 | 11.069 | 74931 | 0.311 | 19.841 | 118010.1 | 0.5097 | 11.145 | 44298.6 | 0.4749 | 1.749 | 7412.2 | 0.472 | 25.066 | 106210.9 | 0.4719 | 29.9 | 126529.3 | 0.4719 | 15.9 | 67571.4 | 3.6 | None Reported | Water Injection | 0.2682 | 0.16092 | 10.2 |  |  | 10.2
SC | Darlington County | 3250 | 8 | Darlington | 1974-08-01 | 1100 | 65.8 | 34.4185 | -80.1657 | CAIRNOX, CAIROS, CAIRSO2, TRNOX, TRNOXOS, TRSO2G2 | Combustion turbine | Diesel Oil |  |  | Electric Utility |  | 0.432 | 1.941 | 7607.775 | 0.393 | 0.63 | 2965.4 | 0.4155 | 2.726 | 11517.2 | 0.4689 | 6.57 | 24817.95 | 0.5594 | 16.053 | 54089.1 | 0.7043 | 0.198 | 561.8 | 0.703 | 1.315 | 3741.9 | 0.703 | 4.604 | 13098.2 | 0.7031 | 3.9 | 11052.9 | 0.7021 | 1.9 | 5410.1 | 0.3 | None Reported | Water Injection | 0.393 | 0.2358 | 1.3 |  |  | 1.3
SC | Darlington County | 3250 | 9 | Darlington | 1974-08-01 | 1600 | 66.8 | 34.4185 | -80.1657 | CAIRNOX, CAIROS, CAIRSO2, TRNOX, TRNOXOS, TRSO2G2 | Combustion turbine | Diesel Oil |  |  | Electric Utility |  | 0.3962 | 0.891 | 3716.025 |  |  |  | 0.4262 | 1.286 | 4832.85 | 0.4009 | 5.42 | 23132.25 | 0.6398 | 15.651 | 47691.825 | 0.7032 | 1.545 | 4394.2 | 0.703 | 3.792 | 10787 | 0.7031 | 3.214 | 9145 | 0.7026 | 1.8 | 5025.1 | 0.7025 | 1.1 | 3068 | 0.1 | None Reported | Water Injection | 0.3962 | 0.23772 | 0.6 |  |  | 0.6
SC | Darlington County | 3250 | 10 | Darlington | 1974-08-01 | 964 | 65.8 | 34.4185 | -80.1657 | CAIRNOX, CAIROS, CAIRSO2, TRNOX, TRNOXOS, TRSO2G2 | Combustion turbine | Diesel Oil |  |  | Electric Utility |  | 0.4195 | 1.324 | 5370.525 | 0.413 | 0.84 | 3503.525 | 0.4078 | 2.042 | 9459.525 | 0.4831 | 7.207 | 26933.475 | 0.4639 | 11.721 | 45861.125 | 0.7029 | 0.68 | 1934 | 0.703 | 1.063 | 3022.9 | 0.7029 | 4.438 | 12625.7 | 0.7029 | 3 | 8598 | 0.7032 | 0.6 | 1611.1 | 0.2 | None Reported | Water Injection | 0.4078 | 0.24468 | 1.1 |  |  | 1.1
SC | Darlington County | 3250 | 11 | Darlington | 1974-08-01 | 964 | 66.8 | 34.4185 | -80.1657 | CAIRNOX, CAIROS, CAIRSO2, TRNOX, TRNOXOS, TRSO2G2 | Combustion turbine | Diesel Oil |  |  | Electric Utility |  | 0.4648 | 0.986 | 3808.5 | 0.415 | 0.467 | 1895.9 | 0.4247 | 2.327 | 9788.15 | 0.4687 | 6.32 | 24813.35 | 0.477 | 10.537 | 40072 | 0.703 | 0.057 | 163 | [12 empty] | 0 | None Reported | Water Injection | 0.415 | 0.249 | 0 |  |  | 0
SC | Darlington County | 3250 | 12 | Darlington | 1997-06-01 | 1965 | 158 | 34.4185 | -80.1657 | ARP, CAIRNOX, CAIROS, CAIRSO2, TRNOX, TRNOXOS, TRSO2G2 | Combustion turbine | Pipeline Natural Gas | Diesel Oil | Water Injection | Electric Utility |  | 0.1061 | 4.589 | 85207.5 | 0.1307 | 0.083 | 1116.825 | 0.0887 | 11.576 | 258853.225 | 0.0805 | 8.501 | 212847.2 | 0.085 | 23.55 | 536163.825 | 0.0853 | 11.737 | 274739.275 | 0.0805 | 10.798 | 267447.775 | 0.0813 | 22.704 | 565058.45 | 0.0729 | 18.4 | 489347.1 |  |  |  | 6.8 | Water Injection | Low Ozone Season Rate | 0.0729 | 0.0729 | 18.4 |  |  | 18.4
SC | Darlington County | 3250 | 13 | Darlington | 1997-06-01 | 1850 | 158 | 34.4185 | -80.1657 | ARP, CAIRNOX, CAIROS, CAIRSO2, TRNOX, TRNOXOS, TRSO2G2 | Combustion turbine | Pipeline Natural Gas | Diesel Oil | Water Injection | Electric Utility |  | 0.0971 | 3.34 | 68173.45 | 0.0818 | 1.616 | 39203.7 | 0.0889 | 10.914 | 242555.4 | 0.085 | 9.33 | 218101.175 | 0.0859 | 21.341 | 492128.125 | 0.0852 | 13.889 | 325641.6 | 0.0852 | 13.253 | 310751.75 | 0.0851 | 25.803 | 605888.075 | 0.0734 | 16.9 | 460524.9 | 0.0763 | 15.7 | 415427.9 | 6.8 | Water Injection | Low Ozone Season Rate | 0.0734 | 0.0734 | 16.9 |  |  | 16.9
SC | Dolphus M Grainger | 3317 | 1 | Horry | 1966-06-01 | 1031 | 81.6 | 33.8253 | -79.0528 | ARP, NBP | Dry bottom wall-fired boiler | Coal | Residual Oil | Low NOx Burner Technology (Dry Bottom only) | Electric Utility | Electric Services | 0.4773 | 603.4 | 2505509.634 | 0.4495 | 500.106 | 2212971.838 | 0.4843 | 576.489 | 2355118.767 | 0.4644 | 635.104 | 2704753.892 | 0.4654 | 495.791 | 2091154.661 | 0.4448 | 398.505 | 1774911.244 | 0.397 | 64.841 | 309417.526 | 0.4627 | 291.176 | 1249369.132 | 0.4405 | 185.8 | 815415.2 |  |  |  | 21.5 |  | New SNCR | 0.397 | 0.2382 | 100.5 | Shutdown | Gas Combined Cycle Replacement | 3.9 | 181.9
SC | Dolphus M Grainger | 3317 | 2 | Horry | 1966-06-01 | 1089 | 81.6 | 33.8253 | -79.0528 | ARP, NBP | Dry bottom wall-fired boiler | Coal | Residual Oil | Low NOx Burner Technology (Dry Bottom only) | Electric Utility | Electric Services | 0.4231 | 513.958 | 2428463.414 | 0.4212 | 406.346 | 1928209.101 | 0.4504 | 623.199 | 2787669.7 | 0.4283 | 568.774 | 2656942.236 | 0.4409 | 464.58 | 2087529.725 | 0.4292 | 371.922 | 1740159.09 | 0.4392 | 144.244 | 653955.307 | 0.4424 | 342.667 | 1553019.763 | 0.4484 | 192.4 | 841860.6 |  |  |  | 21.1 |  | New SNCR | 0.4212 | 0.25272 | 108.4 | Shutdown | Gas Combined Cycle Replacement | 4 | 188.4
SC | H B Robinson | 3251 | 1 | Darlington | 1960-05-16 | 2360 | 768.6 | 34.4017 | -80.1589 | ARP, NBP | Tangentially-fired | Coal | Diesel Oil |  | Electric Utility | Electric Services | 0.6821 | 1436.798 | 4475258.9 | 0.2867 | 586.38 | 4134163.85 | 0.2884 | 712.787 | 4943832.95 | 0.3269 | 814.411 | 4887759.625 | 0.358 | 787.446 | 4553280.275 | 0.3406 | 641.276 | 3735007.55 | 0.3194 | 557.501 | 3669042.6 | 0.5135 | 977.737 | 4137844.625 | 0.5582 | 378.1 | 1339341.9 | 0.5585 | 523.7 | 1874149 | 15.5 |  | New SCR | 0.2867 | 0.06 | 40.6 | Shutdown | Gas Combined Cycle Replacement | 6.4 | 371.8
SC | Hagood | 3285 | HAG4 | Charleston | 1991-01-01 | 1296.7 | 122 | 32.8265 | -79.9634 | ARP, CAIRNOX, CAIROS, CAIRSO2, TRNOX, TRNOXOS, TRSO2G2 | Combustion turbine | Pipeline Natural Gas | Diesel Oil | Water Injection | Electric Utility |  | 0.1865 | 11.002 | 121283.383 | 0.1592 | 4.152 | 52964.849 | 0.1658 | 7.655 | 94408.572 | 0.1541 | 15.726 | 206670.672 | 0.1475 | 24.124 | 328583.967 | 0.1492 | 15.45 | 209399.303 | 0.1519 | 6.316 | 84061.173 | 0.1467 | 22.691 | 310751.632 | 0.1453 | 17.5 | 242279.9 | 0.1658 | 19.8 | 249095.4 | 5.1 | Water Injection | Low Ozone Season Rate | 0.1453 | 0.1453 | 17.5 |  |  | 17.5
SC | Hilton Head Gas Turbine Site | 3318 | CT1 | Beaufort | 1973-08-01 | 594 | 26.6 | 32.2089 | -80.6994 | CAIRNOX, CAIROS, CAIRSO2, TRNOX, TRNOXOS, TRSO2G2 | Combustion turbine | Diesel Oil |  |  | Electric Utility |  | 1.2001 | 3.098 | 5164 | 1.1999 | 1.295 | 2158.1 | 1.2 | 4.338 | 7231.3 | 1.2 | 2.568 | 4279.9 | 1.1997 | 0.727 | 1212.5 | 1.201 | 0.066 | 109.8 | 1.1997 | 0.696 | 1159.6 | 1.2 | 0.165 | 274.7 | 1.198 | 0.1 | 183.5 | 1.2001 | 0.6 | 1052.9 | 0 | None Reported | Water Injection | 1.198 | 0.1364 | 0 |  |  | 0
SC | Hilton Head Gas Turbine Site | 3318 | CT2 | Beaufort | 1974-08-01 | 594 | 26.6 | 32.2089 | -80.6994 | CAIRNOX, CAIROS, CAIRSO2, TRNOX, TRNOXOS, TRSO2G2 | Combustion turbine | Diesel Oil |  |  | Electric Utility |  | 1.2001 | 2.397 | 3994.8 | 1.1999 | 1.413 | 2354.1 | 1.2 | 3.976 | 6627.7 | 1.2 | 2.639 | 4399 | 1.1998 | 1.633 | 2722.1 | 1.202 | 0.016 | 25.8 | 1.2 | 1.211 | 2018.2 | 1.2 | 0.183 | 304.2 | 1.198 | 0.1 | 208 | 1.2001 | 0.7 | 1236.7 | 0 | None Reported | Water Injection | 1.198 | 0.1364 | 0 |  |  | 0
SC | Hilton Head Gas Turbine Site | 3318 | CT3 | Beaufort | 1979-04-01 | 700 | 64.7 | 32.2089 | -80.6994 | CAIRNOX, CAIROS, CAIRSO2, TRNOX, TRNOXOS, TRSO2G2 | Combustion turbine | Diesel Oil |  | Water Injection | Electric Utility |  | 1.2001 | 8.136 | 13561 | 0.332 | 1.428 | 8601.9 | 0.3321 | 4.425 | 26656.5 | 0.332 | 1.746 | 10521.5 | 0.3319 | 2.374 | 14304 | 0.332 | 0.027 | 161.4 | 0.343 | 0.688 | 4010.5 | 0.343 | 0.125 | 726.2 | 0.3435 | 0.1 | 639.3 | 0.3429 | 0.5 | 3045.3 | 0 | Water Injection | Low Ozone Season Rate | 0.3319 | 0.3319 | 0.1 |  |  | 0.1
SC | Jasper County Generating Facility | 55927 | CT01 | Jasper | 2003-11-18 | 2448.5 | 198.9 | 32.3592 | -81.1236 | ARP, CAIRNOX, CAIROS, CAIRSO2, TRNOX, TRNOXOS, TRSO2G2 | Combined cycle | Pipeline Natural Gas | Diesel Oil | Dry Low NOx Burners<br>Water Injection<br>Ammonia Injection | Electric Utility |  |  |  |  | 0.0275 | 15.054 | 2018033.822 | 0.0235 | 17.916 | 2743510.509 | 0.0177 | 14.089 | 2522434.5 | 0.0229 | 16.646 | 2562967.514 | 0.018 | 17.515 | 3082321.79 | 0.0129 | 27.353 | 5406258.533 | 0.008 | 22.945 | 5850774.164 | 0.0095 | 19.7 | 4648458.7 | 0.0098 | 22.4 | 5265673.1 | 51.7 | Dry Low NOx Burners<br>Water Injection<br>Ammonia Injection | Low Ozone Season Rate | 0.008 | 0.008 | 16.6 |  |  | 16.6
SC | Jasper County Generating Facility | 55927 | CT02 | Jasper | 2003-11-25 | 2448.5 | 198.9 | 32.3592 | -81.1236 | ARP, CAIRNOX, CAIROS, CAIRSO2, TRNOX, TRNOXOS, TRSO2G2 | Combined cycle | Pipeline Natural Gas | Diesel Oil | Dry Low NOx Burners<br>Water Injection<br>Ammonia Injection | Electric Utility |  |  |  |  | 0.0303 | 18.419 | 2215477.676 | 0.0204 | 20.488 | 3288355.439 | 0.0255 | 18.727 | 2692501.156 | 0.0168 | 22.592 | 4059066.996 | 0.0232 | 21.273 | 3229662.847 | 0.013 | 22.42 | 4846841.365 | 0.0097 | 21.292 | 5291194.116 | 0.0098 | 24.2 | 5792732.7 | 0.0099 | 22.9 | 5485337.2 | 64.4 | Dry Low NOx Burners<br>Water Injection<br>Ammonia Injection | Low Ozone Season Rate | 0.0097 | 0.0097 | 24 |  |  | 24
SC | Jasper County Generating Facility | 55927 | CT03 | Jasper | 2003-12-05 | 2448.5 | 198.9 | 32.3592 | -81.1236 | ARP, CAIRNOX, CAIROS, CAIRSO2, TRNOX, TRNOXOS, TRSO2G2 | Combined cycle | Pipeline Natural Gas | Diesel Oil | Dry Low NOx Burners<br>Water Injection<br>Ammonia Injection | Electric Utility |  |  |  |  | 0.034 | 14.499 | 1712574.161 | 0.0276 | 20.82 | 2720849.808 | 0.0224 | 16.461 | 2548910.578 | 0.0256 | 18.572 | 2816918.968 | 0.0191 | 19.403 | 3463746.489 | 0.0103 | 21.58 | 5217877.297 | 0.0114 | 22.282 | 5272406.759 | 0.0109 | 22.8 | 5341284.1 | 0.013 | 23.1 | 5085436.3 | 59.4 | Dry Low NOx Burners<br>Water Injection<br>Ammonia Injection | Low Ozone Season Rate | 0.0103 | 0.0103 | 21.6 |  |  | 21.6
SC | Jefferies | 3319 | 1 | Berkeley | 1954-01-01 | 598 | 50 | 33.2422 | -79.9875 | ARP, NBP | Dry bottom wall-fired boiler | Other Oil |  |  | Electric Utility | Electric Services | 0.1682 | 4.697 | 45077.534 | 0.27 | 11.225 | 65069.283 | 0.252 | 47.011 | 354130.995 | 0.1684 | 14.468 | 146758.944 | 0.1405 | 11.577 | 132571.704 | 0.1713 | 6.692 | 61830.599 | 0.1367 | 1.389 | 15304.714 | 0.0787 | 0.716 | 10505.609 | 0.0766 | 0.2 | 3051.3 |  |  |  | 0.1 |  | Low Ozone Season Rate | 0.0766 | 0.0766 | 0.2 |  |  | 0.2
SC | Jefferies | 3319 | 2 | Berkeley | 1954-01-01 | 609 | 50 | 33.2422 | -79.9875 | ARP, NBP | Dry bottom wall-fired boiler | Other Oil |  |  | Electric Utility | Electric Services | 0.191 | 4.249 | 37521.137 | 0.2861 | 12.088 | 70223.178 | 0.3203 | 58.8 | 321414.578 | 0.2026 | 16.437 | 140777.969 | 0.1726 | 14.343 | 134113.665 | 0.2039 | 8.451 | 68045.137 | 0.1165 | 1.126 | 15663.842 | 0.1925 | 7.103 | 58681.732 | 0.0525 | 0 | 1127 |  |  |  | 0.1 |  | Low Ozone Season Rate | 0.0525 | 0.0525 | 0 |  |  | 0
SC | Jefferies | 3319 | 3 | Berkeley | 1970-01-01 | 1936 | 172.8 | 33.2422 | -79.9875 | ARP, NBP | Dry bottom wall-fired boiler | Coal |  | Low NOx Burner Technology (Dry Bottom only) | Electric Utility | Electric Services | 0.4565 | 1067.457 | 4683625.011 | 0.41 | 668.755 | 3248779.911 | 0.512 | 1184.471 | 4661139.703 | 0.4714 | 1138.481 | 4875002.625 | 0.4873 | 973.742 | 4126429.906 | 0.481 | 784.569 | 3309443.842 | 0.3229 | 55.221 | 249415.066 | 0.5105 | 549.997 | 2235939.044 | 0.5374 | 422.6 | 1607531.1 | 0.5214 | 95.7 | 362135.7 | 22.6 |  | New SNCR | 0.3229 | 0.19374 | 152.4 | Shutdown | Gas Combined Cycle Replacement | 7.6 | 415
SC | Jefferies | 3319 | 4 | Berkeley | 1970-07-01 | 2013 | 172.8 | 33.2422 | -79.9875 | ARP, NBP | Dry bottom wall-fired boiler | Coal |  | Low NOx Burner Technology (Dry Bottom only) | Electric Utility | Electric Services | 0.4895 | 1430.868 | 5770822.559 | 0.4509 | 865.261 | 3775618.629 | 0.4422 | 1193.898 | 5418169.3 | 0.4404 | 1055.954 | 4799235.277 | 0.4857 | 1198.356 | 5012824.471 | 0.4658 | 996.064 | 4283679.933 |  |  |  | 0.4617 | 368.99 | 1579416.372 | 0.4641 | 417.7 | 1810612.3 | 0.44 | 92.4 | 413322.9 | 24.5 |  | New SCR | 0.44 | 0.06 | 54 | Shutdown | Gas Combined Cycle Replacement | 8.6 | 409.1
SC | John S. Rainey Generating Station | 7834 | CT1A | Anderson | 2001-12-03 | 1850 | 165 | 34.3477 | -82.776 | ARP, CAIRNOX, CAIROS, CAIRSO2, TRNOX, TRNOXOS, TRSO2G2 | Combined cycle | Pipeline Natural Gas | Diesel Oil | Selective Catalytic Reduction<br>Dry Low NOx Burners<br>Water Injection | Electric Utility |  | 0.0347 | 31.192 | 2097246.727 | 0.0179 | 17.318 | 2742983.805 | 0.0101 | 16.936 | 4010866.341 | 0.0091 | 16.819 | 4003438.176 | 0.0113 | 10.355 | 2299684.056 | 0.0138 | 4.912 | 972954.548 | 0.0096 | 19.209 | 4501515.677 | 0.0075 | 15.257 | 4261112.098 | 0.0087 | 20.3 | 4942679.6 | 0.0084 | 19.7 | 4859546.6 | 72.8 | Selective Catalytic Reduction<br>Dry Low NOx Burners<br>Water Injection | Existing SCR | 0.0075 | 0.0075 | 17.5 |  |  | 17.5
SC | John S. Rainey Generating Station | 7834 | CT1B | Anderson | 2001-12-03 | 1850 | 165 | 34.3477 | -82.776 | ARP, CAIRNOX, CAIROS, CAIRSO2, TRNOX, TRNOXOS, TRSO2G2 | Combined cycle | Pipeline Natural Gas | Diesel Oil | Selective Catalytic Reduction<br>Dry Low NOx Burners<br>Water Injection | Electric Utility |  | 0.0311 | 41.152 | 2773693.108 | 0.0296 | 33.184 | 2501248.926 | 0.015 | 18.094 | 3551759.23 | 0.0179 | 15.419 | 2845377.799 | 0.0106 | 12.453 | 2846836.48 | 0.0226 | 4.869 | 721397.216 | 0.0083 | 19.98 | 4936876.549 | 0.007 | 14.412 | 4307337.67 | 0.0083 | 15.8 | 3955441.9 | 0.0088 | 19.1 | 4651426.9 | 58.2 | Selective Catalytic Reduction<br>Dry Low NOx Burners<br>Water Injection | Existing SCR | 0.007 | 0.007 | 13.3 |  |  | 13.3
SC | John S. Rainey Generating Station | 7834 | CT2A | Anderson | 2002-03-21 | 1895 | 165 | 34.3477 | -82.776 | ARP, CAIRNOX, CAIROS, CAIRSO2, TRNOX, TRNOXOS, TRSO2G2 | Combustion turbine | Pipeline Natural Gas | Diesel Oil | Dry Low NOx Burners<br>Water Injection | Electric Utility |  | 0.0323 | 4.143 | 317157.455 | 0.0354 | 10.524 | 656695.426 | 0.0308 | 18.768 | 1292237.897 | 0.0253 | 12.832 | 1090171.981 | 0.0268 | 12.049 | 976611.331 | 0.0396 | 8.995 | 533736.31 | 0.0322 | 16.003 | 1133930.5 | 0.0369 | 14.24 | 893683.775 | 0.0361 | 17.8 | 1144302.2 | 0.0332 | 44 | 2885057.8 | 16.4 | Dry Low NOx Burners<br>Water Injection | Low Ozone Season Rate | 0.0253 | 0.0253 | 12.5 |  |  | 12.5
SC | John S. Rainey Generating Station | 7834 | CT2B | Anderson | 2002-05-07 | 1895 | 165 | 34.3477 | -82.776 | ARP, CAIRNOX, CAIROS, CAIRSO2, TRNOX, TRNOXOS, TRSO2G2 | Combustion turbine | Pipeline Natural Gas | Diesel Oil | Dry Low NOx Burners<br>Water Injection | Electric Utility |  | 0.039 | 4.751 | 355260.875 | 0.0349 | 9.572 | 668157.586 | 0.0341 | 17.469 | 1247382.95 | 0.0327 | 14.58 | 1023378.36 | 0.0388 | 14.764 | 844022.308 | 0.0364 | 7.302 | 508398.829 | 0.0333 | 15.07 | 1073560.639 | 0.0355 | 12.158 | 831954.38 | 0.0366 | 13.6 | 882983.1 | 0.0326 | 38.8 | 2726570 | 12.7 | Dry Low NOx Burners<br>Water Injection | Low Ozone Season Rate | 0.0326 | 0.0326 | 12.1 |  |  | 12.1
SC | John S. Rainey Generating Station | 7834 | CT3 | Anderson | 2003-11-13 | 874.6 | 84 | 34.3477 | -82.776 | ARP, CAIRNOX, CAIROS, CAIRSO2, TRNOX, TRNOXOS, TRSO2G2 | Combustion turbine | Pipeline Natural Gas |  |  | Electric Utility |  |  |  |  | 0.031 | 3.826 | 246841.7 | 0.031 | 5.363 | 346075.1 | 0.031 | 4.764 | 307329 | 0.031 | 3.598 | 232055.9 | 0.031 | 1.299 | 83788.8 | 0.031 | 2.701 | 174275.8 | 0.0311 | 2.671 | 172294.9 | 0.0331 | 4.4 | 265872.4 | 0.033 | 14.3 | 865174.4 | 8.3 |  | Low Ozone Season Rate | 0.031 | 0.031 | 4.1 |  |  | 4.1
SC | John S. Rainey Generating Station | 7834 | CT4 | Anderson | 2003-11-19 | 874.6 | 84 | 34.3477 | -82.776 | ARP, CAIRNOX, CAIROS, CAIRSO2, TRNOX, TRNOXOS, TRSO2G2 | Combustion turbine | Pipeline Natural Gas |  |  | Electric Utility |  |  |  |  | 0.031 | 2.223 | 143422.7 | 0.031 | 4.244 | 273718.1 | 0.031 | 5.276 | 340316.7 | 0.031 | 3.935 | 253989.9 | 0.031 | 1.262 | 81365.9 | 0.0311 | 2.569 | 165761 | 0.0311 | 2.305 | 148687 | 0.0331 | 3 | 180544.2 | 0.033 | 12.1 | 736342.7 | 5.6 |  | Low Ozone Season Rate | 0.031 | 0.031 | 2.8 |  |  | 2.8
SC | John S. Rainey Generating Station | 7834 | CT5 | Anderson | 2003-12-02 | 874.6 | 84 | 34.3477 | -82.776 | ARP, CAIRNOX, CAIROS, CAIRSO2, TRNOX, TRNOXOS, TRSO2G2 | Combustion turbine | Pipeline Natural Gas |  |  | Electric Utility |  |  |  |  | 0.032 | 2.148 | 134294.5 | 0.032 | 6.336 | 395868.8 | 0.032 | 6.453 | 403406.9 | 0.032 | 3.796 | 237224.9 | 0.032 | 1.272 | 79522.1 | 0.032 | 2.612 | 163272.3 | 0.0322 | 2.819 | 176146.7 | 0.033 | 3.6 | 216519.3 | 0.0331 | 13 | 785018.2 | 6.7 |  | Low Ozone Season Rate | 0.032 | 0.032 | 3.5 |  |  | 3.5
SC | McMeekin | 3287 | MCM1 | Lexington | 1958-01-01 | 1352 | 146.8 | 34.0533 | -81.2178 | ARP, NBP | Tangentially-fired | Coal | Residual Oil | Low NOx Burner Technology w/ Closed-coupled OFA | Electric Utility | Electric Services | 0.4097 | 754.466 | 3666662.785 | 0.4249 | 610.974 | 2876968.916 | 0.2978 | 571.894 | 3915029.518 | 0.3269 | 645.755 | 4009482.094 | 0.2785 | 507.081 | 3689985.666 | 0.2912 | 558.762 | 3845324.57 | 0.3789 | 384.568 | 2078101.278 | 0.3133 | 469.546 | 3155227.225 | 0.342 | 364.5 | 2259843.6 | 0.103 | 0 | 28.6 | 45.5 |  | New SCR | 0.103 | 0.06 | 64 | Gas Conversion | 0.1 NOx Rate Gas Conv Wall/Tang | 106.6 | 257.9
SC | McMeekin | 3287 | MCM2 | Lexington | 1958-01-01 | 1434 | 146.8 | 34.0533 | -81.2178 | ARP, NBP | Tangentially-fired | Coal | Residual Oil | Low NOx Burner Technology w/ Closed-coupled OFA | Electric Utility | Electric Services | 0.3995 | 878.938 | 4417179.335 | 0.4124 | 598.198 | 2900269.241 | 0.2979 | 600.533 | 4142000.817 | 0.2961 | 586.51 | 4091525.116 | 0.286 | 449.132 | 3207455.402 | 0.255 | 491.005 | 3860771.816 | 0.3923 | 344.432 | 1857205.277 | 0.3286 | 435.105 | 2907587.086 | 0.3448 | 425.1 | 2675926.2 | 0.3464 | 246 | 1482069.2 | 50.8 |  | New SCR | 0.255 | 0.06 | 74 | Gas Conversion | 0.1 NOx Rate Gas Conv Wall/Tang | 123.3 | 301.8
SC | Mill Creek Combustion Turbine Sta | 7981 | 1 | Cherokee | 2002-12-09 | 1244 | 99.9 | 35.1597 | -81.4306 | ARP, CAIRNOX, CAIROS, CAIRSO2, TRNOX, TRNOXOS, TRSO2G2 | Combustion turbine | Pipeline Natural Gas | Diesel Oil | Dry Low NOx Burners<br>Water Injection | Electric Utility |  | 0.132 | 2.107 | 29975.321 | 0.0273 | 0.258 | 18598.526 | 0.0482 | 1.648 | 70833.418 | 0.029 | 2.512 | 177244.349 | 0.0356 | 4.468 | 267497.275 | 0.0358 | 0.434 | 26014.83 | 0.0411 | 0.121 | 6841.803 | 0.0331 | 2.51 | 147993.114 | 0.0336 | 3.1 | 178110.7 | 0.03 | 1.8 | 114870.9 | 3.9 | Dry Low NOx Burners<br>Water Injection | Low Ozone Season Rate | 0.0273 | 0.0273 | 2.5 |  |  | 2.5
SC | Mill Creek Combustion Turbine Sta | 7981 | 2 | Cherokee | 2002-12-12 | 1244 | 99.9 | 35.1597 | -81.4306 | ARP, CAIRNOX, CAIROS, CAIRSO2, TRNOX, TRNOXOS, TRSO2G2 | Combustion turbine | Pipeline Natural Gas | Diesel Oil | Dry Low NOx Burners<br>Water Injection | Electric Utility |  | 0.0936 | 0.68 | 14620.921 | 0.0302 | 0.268 | 18160.038 | 0.0454 | 1.536 | 72171.296 | 0.0315 | 2.854 | 187124.157 | 0.0245 | 3.092 | 261749.677 | 0.0325 | 0.498 | 31871.866 | 0.053 | 0.099 | 5842.711 | 0.0315 | 2.25 | 141472.798 | 0.0316 | 2.6 | 165098.5 | 0.0257 | 1.5 | 115762.3 | 3.6 | Dry Low NOx Burners<br>Water Injection | Low Ozone Season Rate | 0.0245 | 0.0245 | 2 |  |  | 2
SC | Mill Creek Combustion Turbine Sta | 7981 | 3 | Cherokee | 2002-12-11 | 1244 | 99.9 | 35.1597 | -81.4306 | ARP, CAIRNOX, CAIROS, CAIRSO2, TRNOX, TRNOXOS, TRSO2G2 | Combustion turbine | Pipeline Natural Gas | Diesel Oil | Dry Low NOx Burners<br>Water Injection | Electric Utility |  | 0.0756 | 0.342 | 8387.58 | 0.0287 | 0.316 | 21849.532 | 0.035 | 1.306 | 77230.417 | 0.0306 | 2.839 | 189253.523 | 0.0354 | 4.788 | 268363.781 | 0.0356 | 1.004 | 55958.157 | 0.0503 | 0.115 | 6191.698 | 0.0358 | 2.722 | 152399.821 | 0.0354 | 3.7 | 209538.2 | 0.0336 | 1.7 | 99206.7 | 4.6 | Dry Low NOx Burners<br>Water Injection | Low Ozone Season Rate | 0.0287 | 0.0287 | 3 |  |  | 3
SC | Mill Creek Combustion Turbine Sta | 7981 | 4 | Cherokee | 2002-12-16 | 1244 | 99.9 | 35.1597 | -81.4306 | ARP, CAIRNOX, CAIROS, CAIRSO2, TRNOX, TRNOXOS, TRSO2G2 | Combustion turbine | Pipeline Natural Gas | Diesel Oil | Dry Low NOx Burners<br>Water Injection | Electric Utility |  | 0.0791 | 0.375 | 10387.19 | 0.029 | 0.319 | 21778.278 | 0.043 | 1.951 | 84205.474 | 0.0314 | 2.853 | 183900.396 | 0.0319 | 3.996 | 250575.284 | 0.0323 | 0.88 | 54495.158 | 0.0407 | 0.114 | 6562.638 | 0.0329 | 2.354 | 146720.662 | 0.032 | 3.4 | 215943.4 | 0.031 | 1.5 | 98006.3 | 4.7 | Dry Low NOx Burners<br>Water Injection | Low Ozone Season Rate | 0.029 | 0.029 | 3.1 |  |  | 3.1
SC | Mill Creek Combustion Turbine Sta | 7981 | 5 | Cherokee | 2003-01-21 | 1243.9 | 99.9 | 35.1597 | -81.4306 | ARP, CAIRNOX, CAIROS, CAIRSO2, TRNOX, TRNOXOS, TRSO2G2 | Combustion turbine | Pipeline Natural Gas | Diesel Oil | Dry Low NOx Burners<br>Water Injection | Electric Utility |  | 0.0285 | 0.025 | 1830.469 | 0.0278 | 0.259 | 19022.416 | 0.0351 | 1.227 | 81246.007 | 0.0277 | 2.355 | 173566.956 | 0.0287 | 3.429 | 237646.682 | 0.0289 | 0.938 | 64455.454 | 0.0457 | 0.095 | 6138.197 | 0.0287 | 2.004 | 138972.349 | 0.0287 | 3 | 209665 | 0.0308 | 1 | 68598.7 | 4.6 | Dry Low NOx Burners<br>Water Injection | Low Ozone Season Rate | 0.0277 | 0.0277 | 2.9 |  |  | 2.9
SC | Mill Creek Combustion Turbine Sta | 7981 | 6 | Cherokee | 2003-01-28 | 1243.9 | 99.9 | 35.1597 | -81.4306 | ARP, CAIRNOX, CAIROS, CAIRSO2, TRNOX, TRNOXOS, TRSO2G2 | Combustion turbine | Pipeline Natural Gas | Diesel Oil | Dry Low NOx Burners<br>Water Injection | Electric Utility |  | 0.1125 | 0.37 | 6396.58 | 0.0298 | 0.32 | 21025.597 | 0.0379 | 1.669 | 89299.173 | 0.0301 | 2.798 | 182049.022 | 0.034 | 3.968 | 230379.939 | 0.0339 | 1.218 | 70677.169 | 0.0413 | 0.112 | 6279.727 | 0.0337 | 2.359 | 137412.808 | 0.0339 | 3.8 | 220188 | 0.032 | 1.1 | 70887.7 | 4.8 | Dry Low NOx Burners<br>Water Injection | Low Ozone Season Rate | 0.0298 | 0.0298 | 3.3 |  |  | 3.3
SC | Mill Creek Combustion Turbine Sta | 7981 | 7 | Cherokee | 2003-01-25 | 1243.9 | 99.9 | 35.1597 | -81.4306 | ARP, CAIRNOX, CAIROS, CAIRSO2, TRNOX, TRNOXOS, TRSO2G2 | Combustion turbine | Pipeline Natural Gas | Diesel Oil | Dry Low NOx Burners<br>Water Injection | Electric Utility |  | 0.1518 | 0.241 | 3174.413 | 0.029 | 0.242 | 16687.4 | 0.0327 | 1.192 | 76490.96 | 0.0275 | 2.305 | 169112.522 | 0.0283 | 3.083 | 215606.601 | 0.0281 | 0.994 | 69297.983 | 0.14 | 0.008 | 110.768 | 0.0276 | 1.816 | 129735.022 | 0.0279 | 2.7 | 193885.7 | 0.0277 | 1.4 | 101169.7 | 4.2 | Dry Low NOx Burners<br>Water Injection | Low Ozone Season Rate | 0.0275 | 0.0275 | 2.7 |  |  | 2.7
SC | Mill Creek Combustion Turbine Sta | 7981 | 8 | Cherokee | 2003-02-07 | 1243.9 | 99.9 | 35.1597 | -81.4306 | ARP, CAIRNOX, CAIROS, CAIRSO2, TRNOX, TRNOXOS, TRSO2G2 | Combustion turbine | Pipeline Natural Gas | Diesel Oil | Dry Low NOx Burners<br>Water Injection | Electric Utility |  | 0.0876 | 1.42 | 32724.599 | 0.028 | 0.243 | 17327.802 | 0.0305 | 1.264 | 83185.256 | 0.0281 | 2.283 | 162787.403 | 0.0265 | 2.996 | 224242.012 | 0.0266 | 0.999 | 73990.028 | 0.134 | 0.008 | 121.32 | 0.0265 | 1.715 | 128137.407 | 0.0265 | 2.6 | 195146 | 0.0287 | 1.6 | 111104.3 | 4.3 | Dry Low NOx Burners<br>Water Injection | Low Ozone Season Rate | 0.0265 | 0.0265 | 2.6 |  |  | 2.6
SC | Myrtle Beach Gas Turbine Site | 3320 | CT3 | Horry | 1972-08-01 | 270.3 | 26.6 | 33.7089 | -78.9233 | CAIRNOX, CAIROS, CAIRSO2, TRNOX, TRNOXOS, TRSO2G2 | Combustion turbine | Diesel Oil |  |  | Electric Utility |  | 1.1996 | 0.961 | 1602.3 | 1.1999 | 2.062 | 3437.1 | 1.2 | 12.397 | 20662.2 | 1.2 | 18.648 | 31077.7 | 1.1999 | 6.148 | 10246.3 | 1.1995 | 0.315 | 525.7 | 1.2 | 1.69 | 2815.9 | 1.2 | 7.056 | 11760.3 | 1.2 | 0.2 | 337.4 | 1.1999 | 1.7 | 2899.9 | 0 | None Reported | Water Injection | 1.1995 | 0.1837 | 0 |  |  | 0
SC | Myrtle Beach Gas Turbine Site | 3320 | CT4 | Horry | 1972-08-01 | 270.3 | 26.6 | 33.7089 | -78.9233 | CAIRNOX, CAIROS, CAIRSO2, TRNOX, TRNOXOS, TRSO2G2 | Combustion turbine | Diesel Oil |  |  | Electric Utility |  | 1.1999 | 1.323 | 2204.3 | 1.1999 | 2.3 | 3833.8 | 1.2 | 12.388 | 20647.5 | 1.2 | 18.441 | 30732.2 | 1.1998 | 5.19 | 8649.6 | 1.1993 | 0.419 | 698.3 | 1.1998 | 1.463 | 2437.9 | 1.2 | 5.649 | 9415.6 | 1.2 | 0.4 | 674.8 | 1.2 | 0.2 | 365.6 | 0.1 | None Reported | Water Injection | 1.1993 | 0.1837 | 0.1 |  |  | 0.1
SC | Myrtle Beach Gas Turbine Site | 3320 | CT5 | Horry | 1976-06-01 | 352 | 35.3 | 33.7089 | -78.9233 | CAIRNOX, CAIROS, CAIRSO2, TRNOX, TRNOXOS, TRSO2G2 | Combustion turbine | Diesel Oil |  |  | Electric Utility |  | 1.1998 | 1.241 | 2068.5 | 1.1999 | 2.6 | 4333.4 | 1.2 | 18.053 | 30089.4 |  |  |  | 1.1996 | 5.877 | 9795.4 | 1.2 | 0.719 | 1198.2 | 1.1998 | 1.157 | 1929.1 | 1.2 | 8.256 | 13759.9 | 1.2 | 0.2 | 374.9 | 1.1997 | 0.2 | 369.4 | 0 | None Reported | Water Injection | 1.1996 | 0.1364 | 0 |  |  | 0
SC | Urquhart | 3295 | URQ3 | Aiken | 1955-01-01 | 1201 | 100 | 33.435 | -81.9111 | ARP, NBP | Tangentially-fired | Coal | Pipeline Natural Gas | Low NOx Burner Technology w/ Closed-coupled OFA | Electric Utility | Electric Services | 0.3464 | 515.046 | 2954794.015 | 0.3252 | 372.394 | 2251027.61 | 0.26 | 390.13 | 3110963.567 | 0.2655 | 405.652 | 3123779.215 | 0.2565 | 399.162 | 3197582.045 | 0.2433 | 361.032 | 2963461.315 | 0.3317 | 337.85 | 2027194.453 | 0.2773 | 375.666 | 2614251.338 | 0.2596 | 309.7 | 2362076.2 | 0.2121 | 231.6 | 2228682.7 | 53.6 |  | New SCR | 0.2121 | 0.06 | 71.6 | Gas Conversion | 0.1 NOx Rate Gas Conv Wall/Tang | 119.3 | 190.4
SC | Urquhart | 3295 | URQ4 | Aiken | 1999-06-01 | 453 | 58.9 | 33.435 | -81.9111 | ARP, CAIRNOX, CAIROS, CAIRSO2, TRNOX, TRNOXOS, TRSO2G2 | Combustion turbine | Pipeline Natural Gas | Diesel Oil | Water Injection | Electric Utility |  | 0.1147 | 4.523 | 85994.425 | 0.0816 | 1.794 | 49531.554 | 0.1106 | 4.235 | 80407.005 | 0.1039 | 6.54 | 130999.82 | 0.104 | 8.361 | 167861.355 | 0.1123 | 4.999 | 102324.749 | 0.1112 | 11.741 | 233524.62 | 0.1122 | 8.003 | 160919.811 | 0.1167 | 9.4 | 180607.5 | 0.1115 | 10.2 | 199621.7 | 10.9 | Water Injection | Low Ozone Season Rate | 0.0816 | 0.0816 | 6.6 |  |  | 6.6
SC | Urquhart | 3295 | URQ5 | Aiken | 2002-02-01 | 1818 | 198.9 | 33.435 | -81.9111 | ARP, CAIRNOX, CAIROS, CAIRSO2, TRNOX, TRNOXOS, TRSO2G2 | Combined cycle | Pipeline Natural Gas | Diesel Oil | Dry Low NOx Burners<br>Water Injection | Electric Utility |  | 0.0435 | 23.436 | 1472686.852 | 0.0765 | 7.455 | 325816.231 | 0.0553 | 29.782 | 1504738.733 | 0.0492 | 32.791 | 1943930.865 | 0.0634 | 37.809 | 1911710.877 | 0.0546 | 34.425 | 1920199.856 | 0.0293 | 58.06 | 4416951.771 | 0.0294 | 58.202 | 4241692.64 | 0.0364 | 48.7 | 3377060.8 | 0.0357 | 59.7 | 3816017.1 | 50.6 | Dry Low NOx Burners<br>Water Injection | Low Ozone Season Rate | 0.0293 | 0.0293 | 39.2 |  |  | 39.2
SC | Urquhart | 3295 | URQ6 | Aiken | 2002-02-01 | 1818 | 198.9 | 33.435 | -81.9111 | ARP, CAIRNOX, CAIROS, CAIRSO2, TRNOX, TRNOXOS, TRSO2G2 | Combined cycle | Pipeline Natural Gas | Diesel Oil | Dry Low NOx Burners<br>Water Injection | Electric Utility |  | 0.0617 | 19.098 | 860194.231 | 0.0888 | 10.065 | 396683.72 | 0.0783 | 24.653 | 902111.856 | 0.056 | 32.994 | 1850185.649 | 0.066 | 36.983 | 1827732.483 | 0.0579 | 38.907 | 1987776.495 | 0.0323 | 70.84 | 4635432.576 | 0.0279 | 54.374 | 4300229.226 | 0.0318 | 54.9 | 3788353.3 | 0.0348 | 63.6 | 4086209 | 56.7 | Dry Low NOx Burners<br>Water Injection | Low Ozone Season Rate | 0.0279 | 0.0279 | 48.2 |  |  | 48.2
SC | W S Lee | 3264 | 1 | Anderson | 1952-10-20 | 1224 | 90 | 34.6022 | -82.435 | ARP, NBP | Tangentially-fired | Coal | Diesel Oil, Other Oil, Pipeline Natural Gas | Combustion Modification/Fuel Reburning | Electric Utility | Electric Services | 0.3907 | 297.919 | 1521980.086 | 0.378 | 215.503 | 1062296.513 | 0.3838 | 403.903 | 2042590.817 | 0.222 | 154.221 | 1319495.088 | 0.2087 | 141.552 | 1341710.495 | 0.2169 | 242.038 | 2198126.423 | 0.247 | 49.665 | 404010.698 | 0.253 | 224.657 | 1939856.668 | 0.2645 | 165.7 | 1352490.4 | 0.2153 | 10.4 | 96379.7 | 30.1 |  | New SNCR | 0.2087 | 0.12522 | 78.5 | Shutdown | Gas Combined Cycle Replacement | 6.4 | 159.3
SC | W S Lee | 3264 | 2 | Anderson | 1951-07-06 | 1427 | 90 | 34.6022 | -82.435 | ARP, NBP | Tangentially-fired | Coal | Diesel Oil, Other Oil, Pipeline Natural Gas | Combustion Modification/Fuel Reburning | Electric Utility | Electric Services | 0.4041 | 397.122 | 1909976.287 | 0.3739 | 241.024 | 1208269.219 | 0.3617 | 370.138 | 1956441.839 | 0.2076 | 175.608 | 1601597.98 | 0.2058 | 203.848 | 1930729.352 | 0.2196 | 271.012 | 2469437.982 | 0.2313 | 54.606 | 455962.612 | 0.2513 | 228.918 | 1887996.768 | 0.2628 | 180.7 | 1461239.3 | 0.2171 | 22.2 | 190484.2 | 27.9 |  | New SNCR | 0.2058 | 0.12348 | 84.9 | Shutdown | Gas Combined Cycle Replacement | 6.9 | 173.8
SC | W S Lee | 3264 | 3 | Anderson | 1958-12-12 | 2457 | 175 | 34.6022 | -82.435 | ARP, NBP | Tangentially-fired | Coal | Diesel Oil, Other Oil, Pipeline Natural Gas | Low NOx Burner Technology w/ Closed-coupled/Separated OFA | Electric Utility | Electric Services | 0.2227 | 331.092 | 3015732.927 | 0.2125 | 240.04 | 2232135.299 | 0.2064 | 411.331 | 3961119.193 | 0.2122 | 294.953 | 2710082.718 | 0.2058 | 381.858 | 3650959.872 | 0.2216 | 60.234 | 541377.507 | 0.2432 | 173.829 | 1478646.345 | 0.2436 | 402.77 | 3460689.807 | 0.2516 | 356.5 | 3018772 | 0.2331 | 68.6 | 585121.6 | 33.5 |  | New SCR | 0.2058 | 0.06 | 85 | Gas Conversion | 0.1 NOx Rate Gas Conv Wall/Tang | 141.7 | 214.8
SC | W S Lee | 3264 | 4C | Anderson | 1967-01-01 |  | 35.1 | 34.6022 | -82.435 | NBP | Combustion turbine | Pipeline Natural Gas | Diesel Oil |  | Electric Utility |  | 1.2001 | 1.846 | 3075.8 | 1.2 | 13.495 | 22489.4 | 0.81 | 7.035 | 17704.9 | 1.094 | 3.075 | 5161.9 | [18 empty] | 0 | None Reported | Water Injection | 0.81 | 0.486 | 0 |  |  | 0
SC | W S Lee | 3264 | 5C | Anderson | 1967-02-08 |  | 35.1 | 34.6022 | -82.435 | NBP | Combustion turbine | Pipeline Natural Gas | Diesel Oil |  | Electric Utility |  | 1.2 | 5.058 | 8430 | 0.7045 | 12.799 | 36308.2 | 0.8829 | 12.516 | 28782 | 0.8516 | 15.41 | 29509.8 | [18 empty] | 0 | None Reported | Water Injection | 0.7045 | 0.4227 | 0 |  |  | 0
SC | W S Lee | 3264 | 6C | Anderson | 1967-03-03 |  | 35.1 | 34.6022 | -82.435 | NBP | Combustion turbine | Pipeline Natural Gas | Diesel Oil |  | Electric Utility |  | 1.2 | 29.468 | 49113.8 | 0.7208 | 77.824 | 214836 | 0.9778 | 7.823 | 15674.2 | 0.8257 | 18.944 | 39237.1 | [18 empty] | 0 | None Reported | Water Injection | 0.7208 | 0.43248 | 0 |  |  | 0
SC | W S Lee | 3264 | 7C | Anderson | 2006-08-07 | 470 | 54 | 34.6022 | -82.435 | ARP, CAIRNOX, CAIROS, CAIRSO2, TRNOX, TRNOXOS, TRSO2G2 | Combustion turbine | Pipeline Natural Gas | Diesel Oil | Water Injection | Electric Utility | [10 empty] | 0.3594 | 6.276 | 36288.109 | 0.0981 | 7.198 | 143142.115 | 0.1053 | 5.708 | 107107.279 | 0.0935 | 0.139 | 2849.4 | 0.1316 | 1.339 | 22168.796 | 0.0994 | 8.5 | 170979.2 | 0.0883 | 7.4 | 173052.3 | 9.9 | Water Injection | Low Ozone Season Rate | 0.0883 | 0.0883 | 7.5 |  |  | 7.5
SC | W S Lee | 3264 | 8C | Anderson | 2006-08-05 | 470 | 54 | 34.6022 | -82.435 | ARP, CAIRNOX, CAIROS, CAIRSO2, TRNOX, TRNOXOS, TRSO2G2 | Combustion turbine | Pipeline Natural Gas | Diesel Oil | Water Injection | Electric Utility | [10 empty] | 0.3643 | 6.486 | 36018.053 | 0.1355 | 7.99 | 138480.679 | 0.1147 | 6.085 | 103934.207 | 0.1228 | 0.264 | 4424.305 | 0.0995 | 3.308 | 65559.735 | 0.111 | 9.7 | 172133.9 | 0.0806 | 6.8 | 170227.3 | 10 | Water Injection | Low Ozone Season Rate | 0.0806 | 0.0806 | 7 |  |  | 7
SC | Wateree | 3297 | WAT1 | Richland | 1970-01-01 | 4300 | 385.9 | 33.8264 | -80.6218 | ARP, NBP | Dry bottom wall-fired boiler | Coal | Residual Oil | Low NOx Burner Technology (Dry Bottom only)<br>Selective Catalytic Reduction (Began Mar 01, 2003) | Electric Utility | Electric Services | 0.2131 | 1006.918 | 9808767.857 | 0.0905 | 370.902 | 8566940.277 | 0.079 | 446.659 | 11400000 | 0.0837 | 353.194 | 9340816.629 | 0.0601 | 231.619 | 8148532.195 | 0.0816 | 406.367 | 10200000 | 0.0816 | 342.751 | 8389953.38 | 0.0989 | 485.208 | 9787027.14 | 0.1088 | 511.2 | 9312837.2 | 0.0892 | 412.8 | 9182968 | 59 | SCR | Existing SCR | 0.0601 | 0.0601 | 282.4 |  |  | 282.4
SC | Wateree | 3297 | WAT2 | Richland | 1971-01-01 | 4456 | 385.9 | 33.8264 | -80.6218 | ARP, NBP | Dry bottom wall-fired boiler | Coal | Residual Oil | Low NOx Burner Technology (Dry Bottom only) | Electric Utility | Electric Services | 0.4424 | 2124.001 | 9422663.1 | 0.0665 | 222.69 | 7076670.349 | 0.0601 | 281.308 | 9488557.709 | 0.0541 | 254.162 | 9742831.5 | 0.0619 | 281.399 | 9550081.444 | 0.0814 | 393.648 | 9813979.283 | 0.079 | 288.283 | 7377973.653 | 0.1032 | 419.751 | 8173950.848 | 0.1112 | 586.5 | 10400000 | 0.0902 | 408.9 | 9085977.5 | 63.6 | SCR | Existing SCR | 0.0541 | 0.0541 | 285.3 |  |  | 285.3
SC | Williams | 3298 | WIL1 | Berkeley | 1973-01-01 | 7077 | 632.7 | 33.0163 | -79.9285 | ARP, NBP | Tangentially-fired | Coal | Residual Oil | Low NOx Burner Technology w/ Closed-coupled OFA | Electric Utility | Electric Services | 0.4138 | 3442.759 | 16000000 | 0.1038 | 810.997 | 16000000 | 0.0601 | 644.176 | 21800000 | 0.0854 | 890.744 | 21500000 | 0.1258 | 1117.453 | 17900000 | 0.1083 | 1014.09 | 18900000 | 0.0843 | 596.039 | 14100000 | 0.1166 | 803.647 | 14000000 | 0.1144 | 854.4 | 15100000 | 0.1028 | 788.5 | 15500000 | 58 | SCR | Existing SCR | 0.0601 | 0.0601 | 448.9 |  |  | 448.9
SC | Williams | 3298 | WIL4 | Berkeley | 1972-12-01 | 361.8 | 26.9 | 33.0163 | -79.9285 | CAIRNOX, CAIROS, CAIRSO2, TRNOX, TRNOXOS, TRSO2G2 | Combustion turbine | Diesel Oil | Pipeline Natural Gas |  | Electric Utility |  |  |  |  | 1.2 | 0.261 | 434.2 | 0.7 | 3.978 | 11364.9 | 0.7 | 3.588 | 10249.8 | 0.7 | 17.693 | 50543.6 | 0.725 | 4.74 | 13024.9 | 0.7 | 0.604 | 1725.8 | 0.7001 | 1.541 | 4403.2 | 0.7001 | 1.7 | 4732.4 | 0.7 | 7.4 | 21060.5 | 0.4 | None Reported | Water Injection | 0.7 | 0.42 | 1 |  |  | 1
SC | Williams | 3298 | WIL5 | Berkeley | 1972-12-01 | 361.8 | 26.9 | 33.0163 | -79.9285 | CAIRNOX, CAIROS, CAIRSO2, TRNOX, TRNOXOS, TRSO2G2 | Combustion turbine | Diesel Oil | Pipeline Natural Gas |  | Electric Utility | [13 empty] | 0.7 | 20.048 | 57272.9 | 0.7 | 3.97 | 11342.5 | 0.7004 | 0.583 | 1664.4 | 0.7 | 3.803 | 10864.9 | 0.7 | 1.7 | 4717.9 | 0.7 | 7.3 | 20753 | 0.4 | None Reported | Water Injection | 0.7 | 0.42 | 1 |  |  | 1
SC | Winyah | 6249 | 1 | Georgetown | 1975-03-01 | 3224 | 315 | 33.3303 | -79.3611 | ARP, NBP | Dry bottom wall-fired boiler | Coal |  | Low NOx Burner Technology w/ Overfire Air | Electric Utility | Electric Services | 0.4694 | 1774.309 | 7589869.376 | 0.0858 | 283.358 | 7154852.86 | 0.0623 | 271.057 | 8862736.1 | 0.0817 | 355.354 | 8685134.984 | 0.0962 | 407.347 | 8775404.976 | 0.0913 | 404.475 | 9016659.933 | 0.0905 | 303.147 | 6783916.707 | 0.0849 | 278.621 | 6857544.261 | 0.0855 | 302.7 | 7158487.9 | 0.0782 | 103.7 | 2793204.3 | 60.5 | SCR | Existing SCR | 0.0623 | 0.0623 | 220.5 |  |  | 220.5
SC | Winyah | 6249 | 2 | Georgetown | 1977-07-01 | 3858 | 315 | 33.3303 | -79.3611 | ARP, NBP | Dry bottom turbo-fired boiler | Coal |  | Overfire Air<br>Low NOx Burner Technology w/ Overfire Air | Electric Utility | Electric Services | 0.4806 | 2150.442 | 8901712.81 | 0.0758 | 276.567 | 7481584.54 | 0.0679 | 303.815 | 9295084.648 | 0.0923 | 452.252 | 9794507.298 | 0.1112 | 427.154 | 7858654.991 | 0.1094 | 457.674 | 8409563.833 | 0.1074 | 273.915 | 5336126.975 | 0.1063 | 407.409 | 7774101.471 | 0.1016 | 371.3 | 7406041.9 | 0.0879 | 181.1 | 4237154.5 | 52.3 | SCR | Existing SCR | 0.0679 | 0.0679 | 248.2 |  |  | 248.2
SC | Winyah | 6249 | 3 | Georgetown | 1980-05-01 | 3864 | 315 | 33.3303 | -79.3611 | ARP, NBP | Dry bottom turbo-fired boiler | Coal |  | Low NOx Burner Technology w/ Overfire Air | Electric Utility | Electric Services | 0.526 | 2354.927 | 8734236.731 | 0.5263 | 2022.844 | 7595665.538 | 0.0791 | 398.355 | 10400000 | 0.1282 | 444.585 | 7246845.192 | 0.1415 | 654.432 | 9608597.638 | 0.124 | 438.919 | 7425185.736 | 0.0955 | 175.824 | 3852928.648 | 0.1023 | 452.325 | 8968088.89 | 0.1084 | 380.8 | 7181434.9 | 0.0941 | 198.5 | 4306854.3 | 50.6 | SCR | Existing SCR | 0.0791 | 0.0791 | 277.9 |  |  | 277.9
SC | Winyah | 6249 | 4 | Georgetown | 1981-11-01 | 3605 | 315 | 33.3303 | -79.3611 | ARP, NBP | Dry bottom turbo-fired boiler | Coal |  | Low NOx Burner Technology w/ Overfire Air | Electric Utility | Electric Services | 0.5542 | 2472.248 | 8707965.315 | 0.5951 | 2319.91 | 7686839.832 | 0.1104 | 408.999 | 8069619.879 | 0.1093 | 581.659 | 10800000 | 0.1227 | 590.994 | 9908605.788 | 0.1201 | 508.857 | 8844045.567 | 0.1067 | 463.818 | 8766858.108 | 0.1125 | 442.432 | 7994317.67 | 0.1073 | 362.3 | 6812209.1 | 0.0869 | 226.5 | 5242920.8 | 51.5 | SCR | Existing SCR | 0.0869 | 0.0869 | 293.4 |  |  | 293.4
SD | Angus Anson | 7237 | 2 | Minnehaha | 1994-09-23 | 1622 | 119.7 | 43.6033 | -96.6369 | ARP | Combustion turbine | Pipeline Natural Gas | Diesel Oil | Water Injection | Electric Utility |  | 0.0734 | 24.245 | 661875.475 | 0.0733 | 16.505 | 455008.95 | 0.0846 | 19.07 | 432282.425 | 0.0776 | 23.518 | 599523.125 | 0.0762 | 21.363 | 567072.35 | 0.0743 | 9.091 | 249268.184 | 0.0764 | 0.926 | 25017.859 | 0.0754 | 10.211 | 273138.747 | 0.0679 | 6 | 179433.3 | 0.0677 | 11.7 | 352778.8 | 3 | Water Injection | Low Ozone Season Rate | 0.0677 | 0.0677 | 5.9 |  |  | 5.9
SD | Angus Anson | 7237 | 3 | Minnehaha | 1994-09-23 | 1629 | 119.7 | 43.6033 | -96.6369 | ARP | Combustion turbine | Pipeline Natural Gas | Diesel Oil | Water Injection | Electric Utility |  | 0.073 | 16.129 | 442743.7 | 0.0751 | 19.208 | 509695.375 | 0.0798 | 33.538 | 816301.525 | 0.0765 | 19.638 | 508808.075 | 0.0739 | 23.632 | 655830.725 | 0.0732 | 10.098 | 283240.66 | 0.085 | 0.586 | 13547.556 | 0.0737 | 6.053 | 168402.46 | 0.0743 | 4.1 | 113990.6 | 0.0732 | 6.4 | 178512 | 1.9 | Water Injection | Low Ozone Season Rate | 0.073 | 0.073 | 4.1 |  |  | 4.1
SD | Angus Anson | 7237 | 4 | Minnehaha | 2005-04-01 | 1960 | 166.3 | 43.6033 | -96.6369 | ARP | Combustion turbine | Pipeline Natural Gas |  | Dry Low NOx Burners | Electric Utility | [7 empty] | 0.0366 | 16.087 | 1060075 | 0.0319 | 15.003 | 1191074.2 | 0.0354 | 13.218 | 944523.9 | 0.0342 | 9.43 | 740834.312 | 0.0387 | 1.464 | 95541.513 | 0.0374 | 7.422 | 491658.107 | 0.037 | 4.9 | 329815.1 | 0.0385 | 11.9 | 790703.9 | 4.6 | Dry Low NOx Burners | Low Ozone Season Rate | 0.0319 | 0.0319 | 4.2 |  |  | 4.2
SD | Big Stone | 6098 | 1 | Grant | 1975-05-01 | 5609 | 456 | 45.3047 | -96.5103 | ARP | Cyclone boiler | Coal | Diesel Oil, Wood | Overfire Air | Electric Utility | Electric Services | 0.8241 | 6808.046 | 16400000 | 0.8139 | 6443.377 | 15700000 | 0.8247 | 4916.804 | 11800000 | 0.8287 | 6267.653 | 15100000 | 0.6973 | 5218.314 | 14900000 | 0.7113 | 5213.505 | 14600000 | 0.709 | 4301.912 | 12100000 | 0.6978 | 4639.132 | 13200000 | 0.7007 | 4237.3 | 12000000 | 0.6923 | 4397.2 | 12600000 | 58.2 |  | New SCR | 0.6923 | 0.06923 | 418.6 |  |  | 418.6
SD | Deer Creek Station | 56610 | 1 | Brown | 2012-04-19 | 2328 | 150 | 44.3961 | -96.5333 | ARP | Combined cycle (Started Apr 19, 2012) | Pipeline Natural Gas |  | Selective Catalytic Reduction | Electric Utility | [28 empty] | 0.024 | 1 | 132353.4 | 0 | Selective Catalytic Reduction | Existing SCR | 0.024 | 0.024 | 0 |  |  | 0
SD | Groton Generating Station | 56238 | CT001 | Brown | 2006-06-22 | 815 | 93.5 | 45.3718 | -98.1032 | ARP | Combustion turbine | Pipeline Natural Gas |  | Water Injection | Electric Utility | [10 empty] | 0.3211 | 26.203 | 166824.699 | 0.118 | 10.928 | 184521.204 | 0.1066 | 7.354 | 142819.661 | 0.0997 | 2.361 | 47196.734 | 0.1118 | 4.485 | 80338.241 | 0.1112 | 12.9 | 236774.2 | 0.1142 | 6 | 105042.2 | 7.9 | Water Injection | Low Ozone Season Rate | 0.0997 | 0.0997 | 11.6 |  |  | 11.6
SD | Groton Generating Station | 56238 | CT002 | Brown | 2008-07-01 | 786.5 | 95 | 45.3718 | -98.1032 | ARP | Combustion turbine | Pipeline Natural Gas |  | Water Injection | Electric Utility | [19 empty] | 0.0968 | 3.092 | 63961.54 | 0.0956 | 4.098 | 85396.121 | 0.0965 | 11.8 | 243461.7 | 0.0977 | 8.2 | 167463 | 8.4 | Water Injection | Low Ozone Season Rate | 0.0956 | 0.0956 | 11.7 |  |  | 11.7
SD | Huron | 3344 | **2A | Beadle | 2012-12-13 | 323 | 42.9 | 44.3696 | -98.17 | ARP | Combustion turbine | Pipeline Natural Gas | Diesel Oil | Water Injection | Electric Utility |  | 0.713 | 3.737 | 10480.6 | 0.4021 | 1.744 | 8673.6 | 0.18 | 0.456 | 5059.6 | 0.18 | 1.855 | 20599.8 | 0.18 | 2.571 | 28550.6 | 0.18 | 0.488 | 5421 | 0.18 | 0.326 | 3614 | 0.18 | 1.074 | 11926.2 | 0.21 | 0.5 | 4336.8 | 0.21 | 0.2 | 1807 | 0.4 | Water Injection | Low Ozone Season Rate | 0.18 | 0.18 | 0.4 |  |  | 0.4
SD | Lange | 55478 | CT1 | Pennington | 2002-05-23 | 392 | 40 | 44.1212 | -103.2608 | ARP | Combustion turbine | Pipeline Natural Gas |  | Dry Low NOx Burners | Electric Utility |  | 0.0469 | 6.035 | 259255.155 | 0.0593 | 4.355 | 152356.824 | 0.0545 | 3.933 | 147055.438 | 0.0636 | 4.863 | 159202.299 | 0.05 | 4.484 | 187444.429 | 0.0509 | 1.285 | 52923.234 | 0.0588 | 2.976 | 114390.497 | 0.0655 | 1.106 | 39564.328 | 0.0596 | 1.2 | 43293.1 | 0.0628 | 3.7 | 126966.1 | 3 | Dry Low NOx Burners | Low Ozone Season Rate | 0.0469 | 0.0469 | 0.9 |  |  | 0.9
TN | Allen | 3393 | 1 | Shelby | 1958-11-21 | 3575 | 330 | 35.0742 | -90.1439 | ARP, NBP | Cyclone boiler | Coal |  | Overfire Air<br>Selective Catalytic Reduction (Began May 01, 2003) | Electric Utility | Electric Services | 0.0943 | 354.341 | 8094821.425 | 0.0699 | 207.253 | 5937070.3 | 0.0614 | 243.759 | 8302134.15 | 0.0568 | 246.634 | 8884727.075 | 0.0643 | 237.163 | 7858794.675 | 0.0625 | 236.874 | 7888686.3 | 0.0963 | 284.634 | 6463494.259 | 0.0779 | 284.459 | 7326471.294 | 0.0799 | 226.2 | 5842341.3 | 0.0804 | 289.6 | 7382430.9 | 44.5 | SCR | Existing SCR | 0.0568 | 0.0568 | 160.8 |  |  | 160.8
TN | Allen | 3393 | 2 | Shelby | 1959-02-27 | 4189 | 330 | 35.0742 | -90.1439 | ARP, NBP | Cyclone boiler | Coal |  | Overfire Air<br>Selective Catalytic Reduction | Electric Utility | Electric Services | 0.0809 | 298.088 | 7736155.55 | 0.0855 | 269.32 | 6521055.275 | 0.0741 | 245.985 | 7396110.05 | 0.0711 | 227.906 | 6883518.625 | 0.0791 | 315.8 | 8073360.25 | 0.0775 | 291.388 | 7647109.2 | 0.0727 | 252.66 | 7208054.382 | 0.0937 | 287.251 | 6519867.194 | 0.0869 | 289.9 | 6926964 | 0.0888 | 294.1 | 6694004 | 45 | SCR | Existing SCR | 0.0711 | 0.0711 | 237.2 |  |  | 237.2
TN | Allen | 3393 | 3 | Shelby | 1959-06-03 | 4070 | 330 | 35.0742 | -90.1439 | ARP, NBP | Cyclone boiler | Coal |  | Overfire Air<br>Selective Catalytic Reduction | Electric Utility | Electric Services | 0.0906 | 346.666 | 8055586.7 | 0.0915 | 258.623 | 5931202.9 | 0.0664 | 239.351 | 7682955.9 | 0.0726 | 309.788 | 9114629 | 0.0749 | 309.932 | 8431793.65 | 0.0724 | 280.063 | 7978307.25 | 0.0981 | 378.646 | 7834771.912 | 0.0857 | 211.65 | 5040804.259 | 0.0885 | 304.8 | 7154240.1 | 0.0788 | 219.4 | 5799328.3 | 47.9 | SCR | Existing SCR | 0.0664 | 0.0664 | 228.7 |  |  | 228.7
TN | Allen | 3393 | ACT17 | Shelby | 1972-09-01 | 760 | 59.6 | 35.0742 | -90.1439 | CAIRNOX, CAIROS, CAIRSO2, TRNOX, TRNOXOS, TRSO2G1 | Combustion turbine | Pipeline Natural Gas | Diesel Oil |  | Electric Utility |  | 0.6569 | 1.25 | 3804.3 | 0.5404 | 0.402 | 1482.9 | 0.4628 | 0.713 | 3010 | 0.3896 | 3.511 | 18639 | 0.4563 | 4.632 | 21080.1 | 0.6364 | 0.19 | 566.9 | 0.5908 | 0.539 | 1529.1 | 0.4507 | 2.04 | 9591.4 | 0.4184 | 3.4 | 17504.7 |  |  |  | 0.6 | None Reported | Water Injection | 0.3896 | 0.23376 | 1.9 |  |  | 1.9
TN | Allen | 3393 | ACT18 | Shelby | 1972-09-01 | 760 | 59.6 | 35.0742 | -90.1439 | CAIRNOX, CAIROS, CAIRSO2, TRNOX, TRNOXOS, TRSO2G1 | Combustion turbine | Pipeline Natural Gas | Diesel Oil |  | Electric Utility |  | 0.657 | 1.31 | 3987 | 0.6085 | 0.479 | 1639 | 0.5115 | 0.525 | 2257.1 | 0.657 | 7.791 | 23717.9 | 0.4173 | 5.157 | 25159.8 | 0.649 | 0.302 | 1310 | 0.7062 | 0.822 | 2329 | 0.5903 | 0.162 | 787.9 | 0.5298 | 0.4 | 2068 |  |  |  | 0.1 | None Reported | Water Injection | 0.4173 | 0.25038 | 0.2 |  |  | 0.2
TN | Allen | 3393 | ACT19 | Shelby | 1972-09-01 | 760 | 59.6 | 35.0742 | -90.1439 | CAIRNOX, CAIROS, CAIRSO2, TRNOX, TRNOXOS, TRSO2G1 | Combustion turbine | Pipeline Natural Gas | Diesel Oil |  | Electric Utility |  | 0.657 | 3.422 | 10418.3 | 0.5988 | 0.497 | 1750.1 | 0.4984 | 0.729 | 3060 | 0.4034 | 4.485 | 22543 | 0.4436 | 5.517 | 25105.3 | 0.6483 | 0.17 | 769 | 0.6485 | 0.5 | 1707.1 | 0.5084 | 1.94 | 7738.9 | 0.3908 | 4.5 | 24239.5 | 0.3608 | 0 | 175.9 | 0.9 | None Reported | Water Injection | 0.3608 | 0.21648 | 2.5 |  |  | 2.5
TN | Allen | 3393 | ACT20 | Shelby | 1972-09-01 | 760 | 59.6 | 35.0742 | -90.1439 | CAIRNOX, CAIROS, CAIRSO2, TRNOX, TRNOXOS, TRSO2G1 | Combustion turbine | Pipeline Natural Gas | Diesel Oil |  | Electric Utility |  | 0.657 | 3.892 | 11848.6 | 0.5479 | 0.621 | 2217.1 | 0.5294 | 0.672 | 2868.9 | 0.6571 | 7.196 | 21906.2 | 0.4027 | 3.894 | 19967.1 | 0.5313 | 0.235 | 1203.1 | 0.5577 | 0.508 | 2183.1 | 0.706 | 5.953 | 16864.2 | 0.3972 | 3.4 | 18647 |  |  |  | 0.7 | None Reported | Water Injection | 0.3972 | 0.23832 | 2 |  |  | 2
TN | Brownsville CT | 55081 | AA-001 | Haywood | 1999-06-07 | 1410 | 112 | 35.5438 | -89.198 | ARP, CAIRNOX, CAIROS, CAIRSO2, TRNOX, TRNOXOS, TRSO2G1 | Combustion turbine | Pipeline Natural Gas |  |  | Electric Utility |  | 0.0554 | 1.834 | 94968.594 | 0.0776 | 0.812 | 27802.253 | 0.0547 | 0.856 | 44806.514 | 0.0467 | 2.183 | 126603.318 | 0.0387 | 3.153 | 188389.049 | 0.1243 | 0.306 | 6291.393 | 0.0989 | 1.676 | 57700.462 | 0.0624 | 14.64 | 630604.42 | 0.0655 | 15.9 | 647094.1 | 0.0606 | 22.2 | 961451.7 | 12.5 |  | Low Ozone Season Rate | 0.0387 | 0.0387 | 9.4 |  |  | 9.4
TN | Brownsville CT | 55081 | AA-002 | Haywood | 1999-06-07 | 1340 | 112 | 35.5438 | -89.198 | ARP, CAIRNOX, CAIROS, CAIRSO2, TRNOX, TRNOXOS, TRSO2G1 | Combustion turbine | Pipeline Natural Gas |  |  | Electric Utility |  | 0.0625 | 1.695 | 86143.811 | 0.1138 | 0.939 | 23002.446 | 0.0851 | 0.756 | 28692.479 | 0.0504 | 1.814 | 91214.305 | 0.0423 | 3.478 | 198157.773 | 0.118 | 0.173 | 5357.327 | 0.1015 | 1.786 | 53093.309 | 0.0649 | 14.683 | 619352.503 | 0.0653 | 14.3 | 555147.1 | 0.0617 | 21.4 | 874981.2 | 11.3 |  | Low Ozone Season Rate | 0.0423 | 0.0423 | 9.3 |  |  | 9.3
TN | Brownsville CT | 55081 | AA-003 | Haywood | 1999-06-07 | 1603 | 118 | 35.5438 | -89.198 | ARP, CAIRNOX, CAIROS, CAIRSO2, TRNOX, TRNOXOS, TRSO2G1 | Combustion turbine | Pipeline Natural Gas |  |  | Electric Utility |  | 0.1223 | 1.007 | 23979.623 | 0.0983 | 0.866 | 21327.451 | 0.0814 | 1.915 | 54334.958 | 0.0766 | 5.63 | 161296.204 | 0.0836 | 7.137 | 188874.896 | 0.1301 | 0.494 | 9350.21 | 0.1192 | 2.004 | 38941.044 | 0.1022 | 36.493 | 813901.84 | 0.0889 | 27.7 | 687819.2 | 0.0944 | 29.3 | 696432.4 | 11.7 |  | Low Ozone Season Rate | 0.0766 | 0.0766 | 23.9 |  |  | 23.9
TN | Brownsville CT | 55081 | AA-004 | Haywood | 1999-06-07 | 1605 | 118 | 35.5438 | -89.198 | ARP, CAIRNOX, CAIROS, CAIRSO2, TRNOX, TRNOXOS, TRSO2G1 | Combustion turbine | Pipeline Natural Gas |  |  | Electric Utility |  | 0.1524 | 1.683 | 34039.853 | 0.1137 | 1.228 | 28168.923 | 0.0994 | 1.475 | 35585.423 | 0.0895 | 5.837 | 146404.947 | 0.1154 | 3.257 | 71672.617 | 0.1483 | 0.897 | 15131.123 | 0.1046 | 2.634 | 59900.378 | 0.11 | 43.875 | 861347.897 | 0.0912 | 28.2 | 685569.7 | 0.0932 | 28.7 | 682510.9 | 11.6 |  | Low Ozone Season Rate | 0.0895 | 0.0895 | 27.7 |  |  | 27.7
TN | Bull Run | 3396 | 1 | Anderson | 1967-04-01 | 12604 | 950 | 36.0211 | -84.1567 | ARP, NBP | Tangentially-fired | Coal |  |  | Electric Utility | Electric Services | 0.5652 | 7635.521 | 26600000 | 0.0993 | 875.584 | 19900000 | 0.0639 | 926.928 | 29800000 | 0.0877 | 692.039 | 21700000 | 0.0715 | 1008.239 | 29500000 | 0.0971 | 1086.918 | 23800000 | 0.0618 | 399.702 | 13700000 | 0.0696 | 615.906 | 18200000 | 0.0692 | 758.2 | 22700000 | 0.082 | 377.1 | 9692857.4 | 49.1 | SCR | Existing SCR | 0.0618 | 0.0618 | 677.1 |  |  | 677.1
TN | Cumberland | 3399 | 1 | Stewart | 1972-04-22 | 15208 | 1300 | 36.3903 | -87.6539 | ARP, NBP | Cell burner boiler | Coal |  | Low NOx Cell Burner<br>Selective Catalytic Reduction (Began Jun 05, 2003) | Electric Utility | Electric Services | 0.214 | 3019.349 | 29600000 | 0.0834 | 1306.267 | 34800000 | 0.0922 | 1445.633 | 37000000 | 0.072 | 1432.519 | 42400000 | 0.0734 | 1283.867 | 39000000 | 0.0619 | 1172.02 | 40100000 | 0.0588 | 874.756 | 32900000 | 0.07 | 831.15 | 27200000 | 0.0697 | 1099.1 | 32800000 | 0.0735 | 1300.3 | 37100000 | 58.7 | SCR | Existing SCR | 0.0588 | 0.0588 | 927.2 |  |  | 927.2
TN | Cumberland | 3399 | 2 | Stewart | 1973-02-01 | 16100 | 1300 | 36.3903 | -87.6539 | ARP, NBP | Cell burner boiler | Coal |  | Low NOx Cell Burner | Electric Utility | Electric Services | 0.5527 | 8260.024 | 28200000 | 0.1339 | 1911.291 | 32100000 | 0.0806 | 1642.387 | 43100000 | 0.0748 | 1311.638 | 38800000 | 0.0873 | 1706.758 | 40100000 | 0.0816 | 1384.206 | 36700000 | 0.0764 | 1136.012 | 31500000 | 0.0918 | 1408.696 | 33500000 | 0.0835 | 1116.6 | 28300000 | 0.1252 | 2214.8 | 36000000 | 47.8 | SCR | Existing SCR | 0.0748 | 0.0748 | 1000.2 |  |  | 1000.2
TN | Gallatin | 3403 | 1 | Sumner | 1956-10-11 | 4456 | 300 | 36.3156 | -86.4006 | ARP, NBP | Tangentially-fired | Coal |  | Low NOx Burner Technology w/ Separated OFA | Electric Utility | Electric Services | 0.2583 | 1067.158 | 8276867.111 | 0.2434 | 670.484 | 5450022.418 | 0.2042 | 758.37 | 7346195.343 | 0.1758 | 708.386 | 8056789.43 | 0.1604 | 513.457 | 6549383.146 | 0.1561 | 556.302 | 7164139.765 | 0.1557 | 499.428 | 6412420.3 | 0.1508 | 515.763 | 6886262.976 | 0.1601 | 594.7 | 7448374.1 | 0.1511 | 501 | 6589342.6 | 45.5 |  | New SCR | 0.1508 | 0.06 | 222.9 |  |  | 222.9
TN | Gallatin | 3403 | 2 | Sumner | 1957-05-01 | 3717 | 300 | 36.3156 | -86.4006 | ARP, NBP | Tangentially-fired | Coal |  | Low NOx Burner Technology w/ Separated OFA | Electric Utility | Electric Services | 0.2588 | 973.28 | 7545734.289 | 0.2431 | 683.225 | 5570005.782 | 0.2041 | 759.719 | 7400598.757 | 0.1761 | 724.354 | 8227896.97 | 0.1564 | 568.526 | 7376340.404 | 0.156 | 574.347 | 7396651.335 | 0.1559 | 539.021 | 6913851.451 | 0.1505 | 412.989 | 5537792.164 | 0.1601 | 559.4 | 7011379.3 | 0.1517 | 516 | 6755884.6 | 51.4 |  | New SCR | 0.1505 | 0.06 | 209.6 |  |  | 209.6
TN | Gallatin | 3403 | 3 | Sumner | 1959-04-24 | 4712 | 327.6 | 36.3156 | -86.4006 | ARP, NBP | Tangentially-fired | Coal |  | Low NOx Burner Technology w/ Separated OFA | Electric Utility | Electric Services | 0.343 | 1429.218 | 8528098.25 | 0.2836 | 829.149 | 5765825.153 | 0.2195 | 841.273 | 7572680.117 | 0.1817 | 781.014 | 8604670.892 | 0.149 | 663.37 | 8902935.785 | 0.1502 | 681.851 | 9116504.624 | 0.1474 | 578.961 | 7859262 | 0.1668 | 555.378 | 6696779.997 | 0.1611 | 660.3 | 8172287.9 | 0.1579 | 599.3 | 7535469.9 | 47.2 |  | New SCR | 0.1474 | 0.06 | 245.9 |  |  | 245.9
TN | Gallatin | 3403 | 4 | Sumner | 1959-07-01 | 4433 | 327.6 | 36.3156 | -86.4006 | ARP, NBP | Tangentially-fired | Coal |  | Low NOx Burner Technology w/ Separated OFA | Electric Utility | Electric Services | 0.343 | 1461.972 | 8736909.85 | 0.2825 | 873.988 | 6106384.047 | 0.2209 | 910.066 | 8136638.983 | 0.181 | 815.794 | 9023702.508 | 0.1487 | 715.936 | 9617798.815 | 0.1498 | 663.868 | 8898951.876 | 0.1479 | 546.972 | 7421482.494 | 0.1624 | 603.582 | 7396163.674 | 0.1596 | 633.6 | 7936998.7 | 0.1566 | 543 | 6895755.8 | 48.8 |  | New SCR | 0.1479 | 0.06 | 238.2 |  |  | 238.2
TN | Gallatin | 3403 | GCT1 | Sumner | 1975-01-01 | 1137 | 81.3 | 36.3156 | -86.4006 | CAIRNOX, CAIROS, CAIRSO2, TRNOX, TRNOXOS, TRSO2G1 | Combustion turbine | Pipeline Natural Gas | Diesel Oil |  | Electric Utility |  | 0.365 | 3.884 | 18547.386 | 0.3365 | 0.287 | 1437.298 | 0.3882 | 9.781 | 46885.143 | 0.396 | 9.397 | 44705.157 | 0.3848 | 28.36 | 140772.26 | 0.6187 | 5.561 | 20746.2 | 0.711 | 1.252 | 3522 | 0.6478 | 24.3 | 74659.6 | 0.4849 | 18 | 74699.1 | 0.475 | 5.1 | 21583.4 | 1.8 | None Reported | Water Injection | 0.3365 | 0.2019 | 7.5 |  |  | 7.5
TN | Gallatin | 3403 | GCT2 | Sumner | 1975-01-01 | 1137 | 81.3 | 36.3156 | -86.4006 | CAIRNOX, CAIROS, CAIRSO2, TRNOX, TRNOXOS, TRSO2G1 | Combustion turbine | Pipeline Natural Gas | Diesel Oil |  | Electric Utility |  | 0.4032 | 6.153 | 28155.672 | 0.4062 | 1.755 | 7670.685 | 0.3893 | 9.232 | 44338.438 | 0.411 | 10.467 | 48380.17 | 0.3899 | 26.857 | 131446.743 | 0.4758 | 2.671 | 11248.4 | 0.7114 | 1.004 | 2824 | 0.4829 | 21.326 | 88507 | 0.4796 | 17.9 | 74979.9 | 0.4751 | 3.9 | 16457 | 1.8 | None Reported | Water Injection | 0.3893 | 0.23358 | 8.7 |  |  | 8.7
TN | Gallatin | 3403 | GCT3 | Sumner | 1975-01-01 | 1137 | 81.3 | 36.3156 | -86.4006 | CAIRNOX, CAIROS, CAIRSO2, TRNOX, TRNOXOS, TRSO2G1 | Combustion turbine | Pipeline Natural Gas | Diesel Oil |  | Electric Utility |  | 0.4745 | 7.19 | 27937.506 | 0.4129 | 1.438 | 6159.338 | 0.438 | 10.979 | 45850.159 | 0.4594 | 10.788 | 43514.294 | 0.459 | 33.555 | 139273.43 | 0.4748 | 4.912 | 20680 | 0.6771 | 1.525 | 4556 | 0.4823 | 23.937 | 99426.3 | 0.4792 | 19.2 | 80920.1 |  |  |  | 1.9 | None Reported | Water Injection | 0.4129 | 0.24774 | 9.9 |  |  | 9.9
TN | Gallatin | 3403 | GCT4 | Sumner | 1975-01-01 | 1137 | 81.3 | 36.3156 | -86.4006 | CAIRNOX, CAIROS, CAIRSO2, TRNOX, TRNOXOS, TRSO2G1 | Combustion turbine | Pipeline Natural Gas | Diesel Oil |  | Electric Utility |  | 0.4001 | 6.405 | 28638.522 | 0.3691 | 1.417 | 6480.437 | 0.3897 | 8.959 | 41462.164 | 0.4175 | 10.999 | 49880.748 | 0.4051 | 28.019 | 129439.003 | 0.4814 | 2.574 | 10255.7 | 0.711 | 0.388 | 1090 | 0.5024 | 24.323 | 96935.7 | 0.4787 | 23.2 | 97512.9 |  |  |  | 2.3 | None Reported | Water Injection | 0.3691 | 0.22146 | 10.7 |  |  | 10.7
TN | Gallatin | 3403 | GCT5 | Sumner | 2000-04-21 | 1135 | 84.5 | 36.3156 | -86.4006 | ARP, CAIRNOX, CAIROS, CAIRSO2, TRNOX, TRNOXOS, TRSO2G1 | Combustion turbine | Diesel Oil | Pipeline Natural Gas |  | Electric Utility |  | 0.0854 | 1.879 | 44041 | 0.0439 | 0.38 | 20221.675 | 0.0446 | 2.87 | 147581.675 | 0.0354 | 2.349 | 157812.6 | 0.0323 | 2.571 | 176050.275 | 0.0363 | 1.597 | 102873.827 | 0.0434 | 0.236 | 11722.665 | 0.0274 | 2.532 | 212143.789 | 0.0327 | 2.3 | 154637.9 | 0.0341 | 1.8 | 115395 | 3.7 |  | Low Ozone Season Rate | 0.0274 | 0.0274 | 1.9 |  |  | 1.9
TN | Gallatin | 3403 | GCT6 | Sumner | 2000-05-08 | 1090 | 84.5 | 36.3156 | -86.4006 | ARP, CAIRNOX, CAIROS, CAIRSO2, TRNOX, TRNOXOS, TRSO2G1 | Combustion turbine | Diesel Oil | Pipeline Natural Gas |  | Electric Utility |  | 0.078 | 1.644 | 42488.55 | 0.0412 | 0.31 | 16992.275 | 0.0432 | 2.68 | 147640.025 | 0.0332 | 2.298 | 159928.05 | 0.0345 | 2.501 | 173201.05 | 0.0543 | 2.297 | 110662.194 | 0.0434 | 0.241 | 11914.736 | 0.0262 | 2.178 | 197330.785 | 0.0336 | 2.2 | 162594.8 | 0.0316 | 1.6 | 116407.1 | 4.1 |  | Low Ozone Season Rate | 0.0262 | 0.0262 | 1.7 |  |  | 1.7
TN | Gallatin | 3403 | GCT7 | Sumner | 2000-05-31 | 1225 | 84.5 | 36.3156 | -86.4006 | ARP, CAIRNOX, CAIROS, CAIRSO2, TRNOX, TRNOXOS, TRSO2G1 | Combustion turbine | Diesel Oil | Pipeline Natural Gas |  | Electric Utility |  | 0.0848 | 1.529 | 37605.425 | 0.0551 | 0.539 | 24523.575 | 0.0429 | 2.637 | 140292.625 | 0.0369 | 2.606 | 165084 | 0.0312 | 2.523 | 181691.85 | 0.0365 | 1.676 | 107988.391 | 0.0463 | 0.312 | 16736.772 | 0.0316 | 2.566 | 187299.393 | 0.0284 | 1.8 | 145119 | 0.0344 | 1.2 | 85443.9 | 3.2 |  | Low Ozone Season Rate | 0.0284 | 0.0284 | 1.8 |  |  | 1.8
TN | Gallatin | 3403 | GCT8 | Sumner | 2000-06-23 | 1218 | 84.5 | 36.3156 | -86.4006 | ARP, CAIRNOX, CAIROS, CAIRSO2, TRNOX, TRNOXOS, TRSO2G1 | Combustion turbine | Diesel Oil | Pipeline Natural Gas |  | Electric Utility |  | 0.1184 | 3.499 | 57320 | 0.048 | 0.344 | 17146.075 | 0.0425 | 2.473 | 137556.775 | 0.035 | 2.453 | 162113.975 | 0.032 | 2.619 | 181493.3 | 0.037 | 1.733 | 109845.962 | 0.0457 | 0.249 | 12360.826 | 0.0314 | 2.642 | 190317.864 | 0.0314 | 2.2 | 154728.9 | 0.0292 | 1.3 | 100534.4 | 3.5 |  | Low Ozone Season Rate | 0.0292 | 0.0292 | 2.1 |  |  | 2.1
TN | Gleason Generating Facility | 55251 | CTG-1 | Weakley | 2000-06-06 | 1800 | 185.4 | 36.2454 | -88.612 | ARP, CAIRNOX, CAIROS, CAIRSO2, TRNOX, TRNOXOS, TRSO2G1 | Combustion turbine | Pipeline Natural Gas |  | Water Injection | Electric Utility | [13 empty] | 0.1013 | 14.057 | 286572.251 | 0.1052 | 1.382 | 27480.561 | 0.0978 | 0.564 | 10905.076 | 0.1346 | 23.015 | 348298.217 | 0.132 | 2.9 | 44680 | 0.1475 | 7.2 | 100690.2 | 0.7 | Water Injection | Low Ozone Season Rate | 0.0978 | 0.0978 | 2.2 |  |  | 2.2
TN | Gleason Generating Facility | 55251 | CTG-2 | Weakley | 2000-05-24 | 1800 | 191.2 | 36.2454 | -88.612 | ARP, CAIRNOX, CAIROS, CAIRSO2, TRNOX, TRNOXOS, TRSO2G1 | Combustion turbine | Pipeline Natural Gas |  | Water Injection | Electric Utility | [13 empty] | 0.129 | 10.231 | 188427.09 | 0.1163 | 1.406 | 26538.522 | 0.1698 | 0.188 | 2366.874 | 0.1594 | 23.726 | 300637.398 | 0.1582 | 3 | 40253.8 | 0.1549 | 9.2 | 120718.4 | 0.6 | Water Injection | Low Ozone Season Rate | 0.1163 | 0.1163 | 2.2 |  |  | 2.2
TN | Gleason Generating Facility | 55251 | CTG-3 | Weakley | 2000-05-18 | 1800 | 191.2 | 36.2454 | -88.612 | ARP, CAIRNOX, CAIROS, CAIRSO2, TRNOX, TRNOXOS, TRSO2G1 | Combustion turbine | Pipeline Natural Gas |  | Water Injection | Electric Utility | [13 empty] | 0.1339 | 6.47 | 110056.219 | 0.224 | 1.533 | 18783.15 | 0.128 | 0.31 | 5078.828 | 0.1309 | 8.462 | 132402.845 | 0.1479 | 1.4 | 18802.6 | 0.1976 | 3.1 | 36077 | 0.3 | Water Injection | Low Ozone Season Rate | 0.128 | 0.128 | 1.2 |  |  | 1.2
TN | John Sevier | 3405 | 1 | Hawkins | 1955-06-23 | 3128 | 200 | 36.3767 | -82.9639 | ARP, NBP | Tangentially-fired | Coal |  | Low NOx Burner Technology w/ Separated OFA | Electric Utility | Electric Services | 0.413 | 1042.214 | 5099337.446 | 0.4089 | 849.099 | 4182266.894 | 0.3504 | 819.704 | 4660772.725 | 0.3616 | 791.884 | 4371276.496 | 0.3046 | 789.16 | 5186562.009 | 0.3054 | 791.597 | 5200008.606 | 0.2319 | 537.353 | 4690278.805 | 0.2463 | 517.193 | 4244874.303 | 0.2397 | 400.4 | 3366920.8 | 0.2348 | 204.3 | 1751872.7 | 29.3 | SNCR | New SCR | 0.2319 | 0.11595 | 193.7 |  |  | 193.7
TN | John Sevier | 3405 | 2 | Hawkins | 1955-09-03 | 3180 | 200 | 36.3767 | -82.9639 | ARP, NBP | Tangentially-fired | Coal |  | Low NOx Burner Technology w/ Separated OFA | Electric Utility | Electric Services | 0.4124 | 1058.293 | 5189331.904 | 0.4086 | 896.818 | 4425125.206 | 0.3504 | 922.276 | 5236659.575 | 0.3598 | 819.253 | 4539785.504 | 0.3066 | 789.094 | 5142461.191 | 0.3129 | 786.199 | 5026687.369 | 0.2345 | 445.378 | 3820260.223 | 0.245 | 610.844 | 5025030.486 | 0.2396 | 487.8 | 4098702.8 | 0.242 | 289.4 | 2373821.5 | 35.1 | SNCR | New SCR | 0.2345 | 0.11725 | 238.7 |  |  | 238.7
TN | John Sevier | 3405 | 3 | Hawkins | 1955-09-03 | 3008 | 200 | 36.3767 | -82.9639 | ARP, NBP | Tangentially-fired | Coal |  | Low NOx Burner Technology w/ Separated OFA | Electric Utility | Electric Services | 0.4278 | 1089.912 | 5232131.929 | 0.4163 | 838.282 | 4058499.598 | 0.362 | 987.058 | 5449922.424 | 0.3632 | 963.255 | 5300405.264 | 0.3747 | 996.433 | 5329580.494 | 0.3771 | 982.323 | 5200485.486 | 0.2452 | 525.052 | 4330914.543 | 0.2623 | 611.146 | 4711937 | 0.2531 | 391.5 | 3110801.5 | 0.2496 | 158.8 | 1304486.5 | 28.2 | SNCR | New SCR | 0.2452 | 0.1226 | 189.7 |  |  | 189.7
TN | John Sevier | 3405 | 4 | Hawkins | 1957-10-14 | 2997 | 200 | 36.3767 | -82.9639 | ARP, NBP | Tangentially-fired | Coal |  | Low NOx Burner Technology w/ Separated OFA | Electric Utility | Electric Services | 0.4148 | 808.582 | 3927404.099 | 0.4226 | 878.866 | 4204388.202 | 0.3644 | 1024.081 | 5616099.776 | 0.3635 | 1026.258 | 5641174.036 | 0.3769 | 866.835 | 4607418.656 | 0.3775 | 970.062 | 5131159.689 | 0.2525 | 416.576 | 3328306.613 | 0.2626 | 625.136 | 4810140.718 | 0.254 | 439.5 | 3480344.8 |  |  |  | 31.6 | SNCR | New SCR | 0.2525 | 0.12625 | 218.4 |  |  | 218.4
TN | John Sevier | 3405 | JCC1 | Hawkins | 2011-12-17 | 2224 | 191.3 | 36.3767 | -82.9639 | ARP, CAIRNOX, CAIROS, CAIRSO2, TRNOX, TRNOXOS, TRSO2G1 | Combined cycle | Pipeline Natural Gas | Diesel Oil | Dry Low NOx Burners<br>Water Injection<br>Selective Catalytic Reduction | Electric Utility | [28 empty] | 0.0134 | 32.6 | 5380797.5 | 0 | Dry Low NOx Burners<br>Water Injection<br>Selective Catalytic Reduction | Existing SCR | 0.0134 | 0.0134 | 0 | Shutdown | Gas Combined Cycle Replacement/No operation 2011 | 0 | 0
TN | John Sevier | 3405 | JCC2 | Hawkins | 2012-01-16 | 2224 | 191.3 | 36.3767 | -82.9639 | ARP, CAIRNOX, CAIROS, CAIRSO2, TRNOX, TRNOXOS, TRSO2G1 | Combined cycle (Started Jan 16, 2012) | Pipeline Natural Gas | Diesel Oil | Dry Low NOx Burners<br>Water Injection<br>Selective Catalytic Reduction | Electric Utility | [28 empty] | 0.015 | 32.9 | 5245806.7 | 0 | Dry Low NOx Burners<br>Water Injection<br>Selective Catalytic Reduction | Existing SCR | 0.015 | 0.015 | 0 | Shutdown | Gas Combined Cycle Replacement/No operation 2011 | 0 | 0
TN | John Sevier | 3405 | JCC3 | Hawkins | 2012-01-28 | 2224 | 191.3 | 36.3767 | -82.9639 | ARP, CAIRNOX, CAIROS, CAIRSO2, TRNOX, TRNOXOS, TRSO2G1 | Combined cycle (Started Jan 28, 2012) | Pipeline Natural Gas | Diesel Oil | Dry Low NOx Burners<br>Water Injection<br>Selective Catalytic Reduction | Electric Utility | [28 empty] | 0.0126 | 30.5 | 5244092 | 0 | Dry Low NOx Burners<br>Water Injection<br>Selective Catalytic Reduction | Existing SCR | 0.0126 | 0.0126 | 0 |  |  | 0
TN | Johnsonville | 3406 | 1 | Humphreys | 1951-10-27 | 2289 | 125 | 36.0278 | -87.9861 | ARP, NBP | Tangentially-fired | Coal |  |  | Electric Utility | Electric Services | 0.518 | 1015.765 | 3922055.237 | 0.4958 | 665.338 | 2678472.754 | 0.4254 | 649.909 | 3042886.674 | 0.3991 | 793.541 | 3964197.071 | 0.3592 | 664.992 | 3695674.252 | 0.3535 | 512.127 | 2901433.261 | 0.2998 | 501.596 | 3363937.41 | 0.3043 | 479.595 | 3149598.413 | 0.2819 | 295.4 | 2101664.9 | 0.2378 | 373.1 | 3144709 | 25 | SNCR | New SCR | 0.2378 | 0.1189 | 124.6 | Shutdown | Gas Combined Cycle Replacement | 10 | 285.4
TN | Johnsonville | 3406 | 2 | Humphreys | 1951-11-28 | 2244 | 125 | 36.0278 | -87.9861 | ARP, NBP | Tangentially-fired | Coal |  |  | Electric Utility | Electric Services | 0.5179 | 982.392 | 3795688.616 | 0.4961 | 742.598 | 2988695.923 | 0.4292 | 793.037 | 3687600.362 | 0.3997 | 791.125 | 3947787.997 | 0.3592 | 740.483 | 4113272.64 | 0.3593 | 679.602 | 3788782.327 | 0.2998 | 520.585 | 3499655.987 | 0.3048 | 464.567 | 3048394.339 | 0.2748 | 434.1 | 3191412.8 | 0.2347 | 349 | 3007764.1 | 38.7 |  | New SCR | 0.2347 | 0.06 | 94.8 | Shutdown | Gas Combined Cycle Replacement | 15.2 | 418.9
TN | Johnsonville | 3406 | 3 | Humphreys | 1952-01-24 | 1591 | 125 | 36.0278 | -87.9861 | ARP, NBP | Tangentially-fired | Coal |  |  | Electric Utility | Electric Services | 0.5183 | 952.517 | 3678003.109 | 0.4967 | 645.736 | 2595594.229 | 0.4293 | 840.757 | 3903863.236 | 0.4013 | 787.05 | 3911200.275 | 0.3593 | 775.854 | 4306748.022 | 0.3589 | 624.583 | 3484163.528 | 0.3166 | 369.781 | 2352779.443 | 0.3043 | 505.468 | 3321830.273 | 0.274 | 426.2 | 3143926.1 | 0.2465 | 303.7 | 2478950.6 | 53.8 |  | New SCR | 0.2465 | 0.06 | 93.3 | Shutdown | Gas Combined Cycle Replacement | 14.9 | 411.2
TN | Johnsonville | 3406 | 4 | Humphreys | 1952-03-23 | 2448 | 125 | 36.0278 | -87.9861 | ARP, NBP | Tangentially-fired | Coal |  |  | Electric Utility | Electric Services | 0.5175 | 971.573 | 3756520.673 | 0.4945 | 600.994 | 2427083.829 | 0.4293 | 812.416 | 3764192.748 | 0.4003 | 803.876 | 4003319.837 | 0.3581 | 698.891 | 3899015.684 | 0.359 | 568.426 | 3169779.791 | 0.2971 | 332.151 | 2259649.071 | 0.3043 | 513.339 | 3373288.839 | 0.2728 | 459.2 | 3392101 | 0.2386 | 326.5 | 2769383.2 | 37.7 | SNCR | New SCR | 0.2386 | 0.1193 | 200.8 | Shutdown | Gas Combined Cycle Replacement | 16.1 | 443.1
TN | Johnsonville | 3406 | 5 | Humphreys | 1952-11-08 | 2511 | 147 | 36.0278 | -87.9861 | ARP, NBP | Tangentially-fired | Coal |  |  | Electric Utility | Electric Services | 0.5175 | 921.16 | 3557628.237 | 0.4972 | 500.895 | 2009958.357 | 0.4333 | 637.322 | 2922412.702 | 0.3998 | 804.924 | 4014864.357 | 0.3603 | 709.176 | 3911795.982 | 0.3586 | 645.232 | 3598641.501 | 0.3205 | 355.551 | 2233829.361 | 0.3043 | 443.368 | 2917778.728 | 0.2865 | 377.3 | 2634527.9 | 0.2507 | 290.3 | 2327235.4 | 28.6 |  | New SCR | 0.2507 | 0.06 | 79 | Shutdown | Gas Combined Cycle Replacement | 12.5 | 364.8
TN | Johnsonville | 3406 | 6 | Humphreys | 1953-02-18 | 2275 | 147 | 36.0278 | -87.9861 | ARP, NBP | Tangentially-fired | Coal |  |  | Electric Utility | Electric Services | 0.5179 | 970.329 | 3744416.479 | 0.4964 | 540.581 | 2164725.491 | 0.4288 | 742.477 | 3441021.118 | 0.3996 | 759.291 | 3786233.724 | 0.3593 | 722.463 | 3994965.629 | 0.3591 | 602.663 | 3354478.008 | 0.3208 | 187.467 | 1173673.15 | 0.3039 | 433.856 | 2857696.187 | 0.2739 | 405.9 | 2979819.2 | 0.2487 | 271.3 | 2196376.5 | 35.7 |  | New SCR | 0.2487 | 0.06 | 88.9 | Shutdown | Gas Combined Cycle Replacement | 14.2 | 391.7
TN | Johnsonville | 3406 | 7 | Humphreys | 1958-10-18 | 2414 | 172.8 | 36.0278 | -87.9861 | ARP, NBP | Dry bottom wall-fired boiler | Coal |  | Low NOx Burner Technology (Dry Bottom only) | Electric Utility | Electric Services | 0.5181 | 1005.906 | 3878235.382 | 0.496 | 699.786 | 2804944.038 | 0.4313 | 836.962 | 3853618.899 | 0.3999 | 829.708 | 4123853.675 | 0.3631 | 678.391 | 3708005.771 | 0.3607 | 674.876 | 3732899.264 | 0.3378 | 99.717 | 590212.288 | 0.3052 | 538.204 | 3531929.739 | 0.2898 | 470.4 | 3243991.4 |  |  |  | 36.6 |  | New SCR | 0.2898 | 0.06 | 97.4 | Shutdown | Gas Combined Cycle Replacement | 15.4 | 455
TN | Johnsonville | 3406 | 8 | Humphreys | 1959-01-06 | 2361 | 172.8 | 36.0278 | -87.9861 | ARP, NBP | Dry bottom wall-fired boiler | Coal |  | Low NOx Burner Technology (Dry Bottom only) | Electric Utility | Electric Services | 0.5194 | 937.437 | 3602842.642 | 0.4962 | 760.269 | 3046605.666 | 0.4302 | 843.22 | 3893869.622 | 0.4042 | 845.521 | 4159269.068 | 0.3595 | 807.429 | 4459375.36 | 0.359 | 666.973 | 3704207.328 | 0.3321 | 251.995 | 1519004.217 | 0.315 | 440.206 | 2798931.383 | 0.287 | 270.1 | 1874309.6 |  |  |  | 21.6 |  | New SCR | 0.287 | 0.06 | 56.5 | Shutdown | Gas Combined Cycle Replacement | 8.9 | 261.2
TN | Johnsonville | 3406 | 9 | Humphreys | 1959-05-15 | 2279 | 172.8 | 36.0278 | -87.9861 | ARP, NBP | Dry bottom wall-fired boiler | Coal |  | Low NOx Burner Technology (Dry Bottom only) | Electric Utility | Electric Services | 0.5175 | 581.965 | 2252346.664 | 0.4957 | 631.537 | 2532820.154 | 0.4295 | 860.863 | 3982205.212 | 0.4151 | 571.129 | 2743458.48 | 0.3593 | 677.337 | 3719490.261 | 0.3594 | 708.769 | 3928210.166 | 0.3356 | 212.236 | 1266200.185 | 0.3043 | 619.069 | 4069322.852 | 0.2878 | 433.5 | 3012550 | 0.2702 | 219.2 | 1622673.3 | 36 |  | New SCR | 0.2702 | 0.06 | 90.4 | Shutdown | Gas Combined Cycle Replacement | 14.3 | 419.2
TN | Johnsonville | 3406 | 10 | Humphreys | 1959-07-10 | 1917 | 172.8 | 36.0278 | -87.9861 | ARP, NBP | Dry bottom wall-fired boiler | Coal |  | Low NOx Burner Technology (Dry Bottom only) | Electric Utility | Electric Services | 0.5199 | 752.458 | 2890678.185 | 0.4962 | 748.322 | 3000118.041 | 0.4294 | 814.343 | 3774705.137 | 0.4003 | 922.203 | 4580713.586 | 0.36 | 836.032 | 4619108.689 | 0.3588 | 685.595 | 3811855.544 | 0.3253 | 294.324 | 1812229.363 | 0.304 | 489.605 | 3231386.621 | 0.2859 | 483.8 | 3382556.3 | 0.2766 | 82.8 | 598983.6 | 48.1 |  | New SCR | 0.2766 | 0.06 | 101.5 | Shutdown | Gas Combined Cycle Replacement | 16.1 | 467.7
TN | Johnsonville | 3406 | JCT1 | Humphreys | 1974-10-01 | 790 | 68 | 36.0278 | -87.9861 | CAIRNOX, CAIROS, CAIRSO2, TRNOX, TRNOXOS, TRSO2G1 | Combustion turbine | Pipeline Natural Gas | Diesel Oil |  | Electric Utility |  | 0.3785 | 17.78 | 86946.619 | 0.401 | 0.782 | 3375.27 | 0.258 | 2.19 | 16484.347 | 0.2661 | 2.152 | 15835.288 | 0.2872 | 1.834 | 12574.723 | 0.516 | 0.632 | 2323 | 0.5633 | 8.237 | 25051.9 | 0.455 | 8.575 | 38108.1 | 0.5705 | 1.1 | 4108 | 0.4636 | 5.9 | 26723.8 | 0.1 | None Reported | Water Injection | 0.258 | 0.1548 | 0.3 |  |  | 0.3
TN | Johnsonville | 3406 | JCT10 | Humphreys | 1974-09-01 | 790 | 68 | 36.0278 | -87.9861 | CAIRNOX, CAIROS, CAIRSO2, TRNOX, TRNOXOS, TRSO2G1 | Combustion turbine | Pipeline Natural Gas | Diesel Oil |  | Electric Utility |  | 0.3334 | 2.848 | 16843.908 | 0.4709 | 0.808 | 3077.603 | 0.3093 | 3.437 | 21909.537 | 0.319 | 2.653 | 16799.411 | 0.2886 | 0.995 | 6562.625 | 0.5705 | 0.525 | 1762.9 | 0.5099 | 2.155 | 8860.8 | 0.5706 | 2.842 | 9836.2 | 0.4624 | 4.5 | 19865.2 | 0.4475 | 8 | 36479.5 | 0.7 | None Reported | Water Injection | 0.2886 | 0.17316 | 1.7 |  |  | 1.7
TN | Johnsonville | 3406 | JCT11 | Humphreys | 1974-12-01 | 790 | 68 | 36.0278 | -87.9861 | CAIRNOX, CAIROS, CAIRSO2, TRNOX, TRNOXOS, TRSO2G1 | Combustion turbine | Pipeline Natural Gas | Diesel Oil |  | Electric Utility |  | 1.5251 | 32.07 | 33317.446 | 0.2784 | 0.395 | 2761.144 | 0.2432 | 2.906 | 23173.136 | 0.2396 | 2.331 | 18944.669 | 0.2345 | 0.664 | 5282.876 | 0.735 | 0.712 | 1938.1 | 0.5705 | 1.694 | 6443.9 | 0.4868 | 5.619 | 23305.1 | 0.4586 | 2.6 | 11841.6 | 0.4471 | 8.2 | 37540.5 | 0.4 | None Reported | Water Injection | 0.2345 | 0.1407 | 0.8 |  |  | 0.8
TN | Johnsonville | 3406 | JCT12 | Humphreys | 1974-12-01 | 790 | 68 | 36.0278 | -87.9861 | CAIRNOX, CAIROS, CAIRSO2, TRNOX, TRNOXOS, TRSO2G1 | Combustion turbine | Pipeline Natural Gas | Diesel Oil |  | Electric Utility |  | 0.311 | 2.433 | 15689.822 | 0.4013 | 0.592 | 2847.01 | 0.2971 | 2.942 | 18865.656 | 0.3217 | 2.736 | 16621.798 | 0.3072 | 1.093 | 6547.924 | 0.6535 | 0.537 | 1660.4 | 0.5942 | 1.775 | 6994 | 0.4745 | 6.08 | 25823.3 | 0.4586 | 2.9 | 13255.6 | 0.4401 | 9.4 | 43079.9 | 0.5 | None Reported | Water Injection | 0.2971 | 0.17826 | 1.1 |  |  | 1.1
TN | Johnsonville | 3406 | JCT13 | Humphreys | 1974-12-01 | 790 | 68 | 36.0278 | -87.9861 | CAIRNOX, CAIROS, CAIRSO2, TRNOX, TRNOXOS, TRSO2G1 | Combustion turbine | Pipeline Natural Gas | Diesel Oil |  | Electric Utility |  | 0.3311 | 2.069 | 12055.689 | 0.3857 | 0.587 | 2907.98 | 0.2504 | 1.719 | 13075.897 | 0.3003 | 2.466 | 16410.504 | 0.3114 | 0.643 | 3956.934 | 0.6692 | 1.181 | 3429.5 | 0.5596 | 1.864 | 6809.9 | 0.479 | 6.584 | 28053.1 | 0.5028 | 2 | 8224.1 | 0.4344 | 8.4 | 38957.7 | 0.3 | None Reported | Water Injection | 0.2504 | 0.15024 | 0.6 |  |  | 0.6
TN | Johnsonville | 3406 | JCT14 | Humphreys | 1974-12-01 | 790 | 68 | 36.0278 | -87.9861 | CAIRNOX, CAIROS, CAIRSO2, TRNOX, TRNOXOS, TRSO2G1 | Combustion turbine | Pipeline Natural Gas | Diesel Oil |  | Electric Utility |  | 0.2679 | 1.608 | 11955.763 | 0.3797 | 0.579 | 2980.699 | 0.2564 | 2.212 | 17089.223 | 0.3 | 2.839 | 18606.198 | 0.3099 | 0.676 | 4091.815 | 0.6692 | 1.16 | 3348.7 | 0.5705 | 1.865 | 6926.9 | 0.4937 | 5.968 | 24560.5 | 0.4413 | 3.3 | 15160.6 | 0.4362 | 12.3 | 56959.8 | 0.5 | None Reported | Water Injection | 0.2564 | 0.15384 | 1.1 |  |  | 1.1
TN | Johnsonville | 3406 | JCT15 | Humphreys | 1974-12-01 | 790 | 68 | 36.0278 | -87.9861 | CAIRNOX, CAIROS, CAIRSO2, TRNOX, TRNOXOS, TRSO2G1 | Combustion turbine | Pipeline Natural Gas | Diesel Oil |  | Electric Utility |  | 0.4256 | 10.049 | 43884.97 | 0.3746 | 0.562 | 2813.644 | 0.2552 | 2.242 | 16884.717 | 0.4111 | 7.14 | 28353.521 | 0.3032 | 1.315 | 8163.726 | 0.4717 | 0.801 | 3438.7 | 0.5499 | 3.479 | 13703 | 0.4847 | 5.544 | 23320.4 | 0.4335 | 4.2 | 19713.9 | 0.4275 | 9.1 | 42962.1 | 0.7 | None Reported | Water Injection | 0.2552 | 0.15312 | 1.5 |  |  | 1.5
TN | Johnsonville | 3406 | JCT16 | Humphreys | 1974-12-01 | 790 | 68 | 36.0278 | -87.9861 | CAIRNOX, CAIROS, CAIRSO2, TRNOX, TRNOXOS, TRSO2G1 | Combustion turbine | Pipeline Natural Gas | Diesel Oil |  | Electric Utility |  | 0.4263 | 10.09 | 43799.739 | 0.3297 | 0.367 | 2107.03 | 0.2625 | 2.329 | 17115.091 | 0.3043 | 3.111 | 19148.817 | 0.3046 | 1.257 | 7897.717 | 0.4659 | 0.758 | 3326.2 | 0.5498 | 1.832 | 6834 | 0.483 | 5.804 | 24584.2 | 0.4425 | 4.4 | 20381.4 | 0.4352 | 13.5 | 62552.2 | 0.7 | None Reported | Water Injection | 0.2625 | 0.1575 | 1.6 |  |  | 1.6
TN | Johnsonville | 3406 | JCT17 | Humphreys | 2000-05-23 | 1209 | 84.5 | 36.0278 | -87.9861 | ARP, CAIRNOX, CAIROS, CAIRSO2, TRNOX, TRNOXOS, TRSO2G1 | Combustion turbine | Diesel Oil | Pipeline Natural Gas |  | Electric Utility |  | 0.099 | 5.008 | 98336.225 | 0.0368 | 0.682 | 42401.7 | 0.0346 | 3.65 | 224865.55 | 0.0332 | 1.863 | 132134.975 | 0.05 | 1.434 | 61121.9 | 0.0305 | 0.728 | 51712.73 | 0.0371 | 0.952 | 57521.44 | 0.0318 | 1.822 | 133879.945 | 0.0302 | 0.9 | 75299.1 | 0.0308 | 4.9 | 355987.3 | 1.7 |  | Low Ozone Season Rate | 0.0302 | 0.0302 | 0.9 |  |  | 0.9
TN | Johnsonville | 3406 | JCT18 | Humphreys | 2000-05-12 | 1209 | 84.5 | 36.0278 | -87.9861 | ARP, CAIRNOX, CAIROS, CAIRSO2, TRNOX, TRNOXOS, TRSO2G1 | Combustion turbine | Diesel Oil | Pipeline Natural Gas |  | Electric Utility |  | 0.083 | 3.992 | 93216.65 | 0.0458 | 0.87 | 45014.325 | 0.038 | 4.264 | 247005.125 | 0.0409 | 1.891 | 106043.9 | 0.051 | 1.38 | 62235.05 | 0.0442 | 1.112 | 52726.684 | 0.0406 | 0.911 | 52571.276 | 0.0413 | 2.953 | 155139.177 | 0.0493 | 1.5 | 69507.6 | 0.0319 | 5 | 345537.4 | 1.6 |  | Low Ozone Season Rate | 0.0319 | 0.0319 | 1 |  |  | 1
TN | Johnsonville | 3406 | JCT19 | Humphreys | 2000-05-29 | 1209 | 84.5 | 36.0278 | -87.9861 | ARP, CAIRNOX, CAIROS, CAIRSO2, TRNOX, TRNOXOS, TRSO2G1 | Combustion turbine | Diesel Oil | Pipeline Natural Gas |  | Electric Utility |  | 0.09 | 4.805 | 102588.475 | 0.049 | 0.926 | 47909.875 | 0.0404 | 4.172 | 226838.2 | 0.0278 | 1.392 | 117120.15 | 0.0409 | 1.216 | 66790.75 | 0.0357 | 0.758 | 50380.918 | 0.031 | 0.52 | 39305.427 | 0.0327 | 2.095 | 138963.76 | 0.0418 | 1.2 | 69709.4 | 0.0286 | 3.9 | 314645.1 | 1.6 |  | Low Ozone Season Rate | 0.0278 | 0.0278 | 0.8 |  |  | 0.8
TN | Johnsonville | 3406 | JCT2 | Humphreys | 1974-10-01 | 790 | 68 | 36.0278 | -87.9861 | CAIRNOX, CAIROS, CAIRSO2, TRNOX, TRNOXOS, TRSO2G1 | Combustion turbine | Pipeline Natural Gas | Diesel Oil |  | Electric Utility |  | 0.3924 | 17.796 | 85028.918 | 0.3984 | 0.685 | 2876.82 | 0.2916 | 2.524 | 16575.802 | 0.3734 | 3.694 | 17564.741 | 0.3769 | 2.425 | 12767.665 | 0.5555 | 1.015 | 3668.3 | 0.5099 | 2.032 | 8105.7 | 0.4544 | 8.622 | 38657.4 | 0.6155 | 1.1 | 3852 | 0.4445 | 7.7 | 35315.1 | 0.1 | None Reported | Water Injection | 0.2916 | 0.17496 | 0.3 |  |  | 0.3
TN | Johnsonville | 3406 | JCT20 | Humphreys | 2000-05-30 | 1209 | 84.5 | 36.0278 | -87.9861 | ARP, CAIRNOX, CAIROS, CAIRSO2, TRNOX, TRNOXOS, TRSO2G1 | Combustion turbine | Diesel Oil | Pipeline Natural Gas |  | Electric Utility |  | 0.0763 | 4.028 | 104188.65 | 0.0458 | 1.006 | 50353.525 | 0.0375 | 4.105 | 227942.075 | 0.0281 | 1.591 | 128878.475 | 0.0418 | 1.15 | 60447.6 | 0.0284 | 0.588 | 47910.411 | 0.0298 | 0.635 | 52620.805 | 0.0322 | 1.901 | 126936.357 | 0.0308 | 1 | 72427.3 | 0.0322 | 4.9 | 335504.9 | 1.6 |  | Low Ozone Season Rate | 0.0281 | 0.0281 | 0.9 |  |  | 0.9
TN | Johnsonville | 3406 | JCT3 | Humphreys | 1974-10-01 | 790 | 68 | 36.0278 | -87.9861 | CAIRNOX, CAIROS, CAIRSO2, TRNOX, TRNOXOS, TRSO2G1 | Combustion turbine | Pipeline Natural Gas | Diesel Oil |  | Electric Utility |  | 0.3869 | 17.02 | 82819.582 | 0.3782 | 0.689 | 3096.443 | 0.2672 | 2.238 | 16283.088 | 0.2779 | 2.077 | 14780.407 | 0.2897 | 1.805 | 12201.907 | 0.5374 | 0.589 | 2105.5 | 0.5 | 2.074 | 8553.3 | 0.4626 | 7.738 | 33920.2 | 0.5855 | 1.1 | 4073.1 | 0.443 | 7.2 | 32744.6 | 0.1 | None Reported | Water Injection | 0.2672 | 0.16032 | 0.3 |  |  | 0.3
TN | Johnsonville | 3406 | JCT4 | Humphreys | 1974-08-01 | 790 | 68 | 36.0278 | -87.9861 | CAIRNOX, CAIROS, CAIRSO2, TRNOX, TRNOXOS, TRSO2G1 | Combustion turbine | Pipeline Natural Gas | Diesel Oil |  | Electric Utility |  | 0.3763 | 17.066 | 86162.069 | 0.4047 | 0.721 | 3115.16 | 0.2866 | 2.654 | 18347.645 | 0.2923 | 2.171 | 14957.619 | 0.2893 | 1.666 | 10860.454 | 0.6621 | 0.825 | 2457.5 | 0.5 | 2.215 | 8796 | 0.4668 | 7.749 | 34020.3 | 0.5855 | 1.1 | 4124.3 | 0.4476 | 7.1 | 32551.6 | 0.1 | None Reported | Water Injection | 0.2866 | 0.17196 | 0.3 |  |  | 0.3
TN | Johnsonville | 3406 | JCT5 | Humphreys | 1974-10-01 | 790 | 68 | 36.0278 | -87.9861 | CAIRNOX, CAIROS, CAIRSO2, TRNOX, TRNOXOS, TRSO2G1 | Combustion turbine | Pipeline Natural Gas | Diesel Oil |  | Electric Utility |  | 0.4101 | 17.192 | 79072.919 | 0.4295 | 0.786 | 3235.523 | 0.2632 | 2.451 | 17816.168 | 0.3257 | 1.988 | 12341.004 | 0.3002 | 1.467 | 9216.96 | 0.466 | 1.611 | 7547 | 0.6034 | 0.848 | 2435.1 | 0.4743 | 6.538 | 28028.2 | 0.4819 | 2.9 | 12825.9 | 0.4436 | 7.1 | 32534.8 | 0.4 | None Reported | Water Injection | 0.2632 | 0.15792 | 1 |  |  | 1
TN | Johnsonville | 3406 | JCT6 | Humphreys | 1974-09-01 | 790 | 68 | 36.0278 | -87.9861 | CAIRNOX, CAIROS, CAIRSO2, TRNOX, TRNOXOS, TRSO2G1 | Combustion turbine | Pipeline Natural Gas | Diesel Oil |  | Electric Utility |  | 0.3943 | 15.774 | 75334.44 | 0.436 | 0.796 | 3170.456 | 0.2898 | 2.392 | 15269.403 | 0.3426 | 2.883 | 16426.289 | 0.3051 | 1.692 | 10735.86 | 0.6886 | 0.927 | 2529.7 | 0.5098 | 1.624 | 6461.1 | 0.4899 | 6.353 | 26771.8 | 0.5705 | 1.5 | 5450.9 | 0.4471 | 5.1 | 23300.6 | 0.2 | None Reported | Water Injection | 0.2898 | 0.17388 | 0.5 |  |  | 0.5
TN | Johnsonville | 3406 | JCT7 | Humphreys | 1974-09-01 | 790 | 68 | 36.0278 | -87.9861 | CAIRNOX, CAIROS, CAIRSO2, TRNOX, TRNOXOS, TRSO2G1 | Combustion turbine | Pipeline Natural Gas | Diesel Oil |  | Electric Utility |  | 0.3922 | 12.807 | 60611.143 | 0.391 | 0.496 | 2248.462 | 0.2754 | 2.879 | 19744.763 | 0.2812 | 2.12 | 15022.78 | 0.2805 | 0.658 | 4434.084 | 0.5706 | 1.522 | 4840.8 | 0.4765 | 3.098 | 13618.7 | 0.5194 | 3.632 | 13686.9 | 0.5415 | 2 | 7974.1 | 0.4906 | 3.5 | 14874 | 0.3 | None Reported | Water Injection | 0.2754 | 0.16524 | 0.6 |  |  | 0.6
TN | Johnsonville | 3406 | JCT8 | Humphreys | 1974-08-01 | 790 | 68 | 36.0278 | -87.9861 | CAIRNOX, CAIROS, CAIRSO2, TRNOX, TRNOXOS, TRSO2G1 | Combustion turbine | Pipeline Natural Gas | Diesel Oil |  | Electric Utility |  | 0.386 | 13.165 | 64688.784 | 0.4023 | 0.475 | 2169.364 | 0.2897 | 3.225 | 21610.475 | 0.3031 | 2.309 | 15156.249 | 0.303 | 1.088 | 6806.307 | 0.4875 | 0.996 | 4466.5 | 0.5088 | 1.66 | 6642.1 | 0.5783 | 2.97 | 10448.9 | 0.6034 | 1.2 | 4383.1 | 0.4718 | 4.6 | 20221.5 | 0.2 | None Reported | Water Injection | 0.2897 | 0.17382 | 0.4 |  |  | 0.4
TN | Johnsonville | 3406 | JCT9 | Humphreys | 1974-09-01 | 790 | 68 | 36.0278 | -87.9861 | CAIRNOX, CAIROS, CAIRSO2, TRNOX, TRNOXOS, TRSO2G1 | Combustion turbine | Pipeline Natural Gas | Diesel Oil |  | Electric Utility |  | 0.4402 | 12.726 | 53287.016 | 0.3958 | 0.615 | 2835.076 | 0.2862 | 1.891 | 12848.111 | 0.2894 | 2.422 | 14778.845 | 0.3892 | 0.236 | 1038.778 | 0.6253 | 0.542 | 1788.2 | 0.5578 | 1.235 | 4637.1 | 0.5639 | 3.132 | 11271 | 0.5313 | 2.2 | 8668.2 | 0.4718 | 3.9 | 16652.7 | 0.3 | None Reported | Water Injection | 0.2862 | 0.17172 | 0.7 |  |  | 0.7
TN | Kingston | 3407 | 1 | Roane | 1954-01-30 | 2139 | 175 | 35.8992 | -84.5194 | ARP, NBP | Tangentially-fired | Coal |  |  | Electric Utility | Electric Services | 0.5721 | 1249.873 | 4399448.688 | 0.1296 | 252.502 | 3988708.658 | 0.0591 | 132.111 | 4499583.34 | 0.0528 | 115.7 | 4392809.829 | 0.0501 | 114.062 | 4569361.36 | 0.0521 | 103.902 | 4006506.421 | 0.0498 | 37.877 | 1524256.946 | 0.1076 | 106.527 | 2135433.482 | 0.0562 | 91.3 | 3265492.7 | 0.0617 | 87.3 | 2931319.4 | 41.6 | SCR | Existing SCR | 0.0498 | 0.0498 | 80.9 |  |  | 80.9
TN | Kingston | 3407 | 2 | Roane | 1954-04-25 | 2185 | 175 | 35.8992 | -84.5194 | ARP, NBP | Tangentially-fired | Coal |  |  | Electric Utility | Electric Services | 0.5721 | 1228.492 | 4313900.001 | 0.1304 | 249.946 | 3909295.779 | 0.0592 | 127.997 | 4350700.488 | 0.0529 | 115.532 | 4372272.394 | 0.0501 | 113.212 | 4545085.806 | 0.0517 | 110.249 | 4259739.599 |  |  |  | 0.1251 | 77.893 | 1411116.834 | 0.0562 | 76.6 | 2764332.7 | 0.0618 | 85.5 | 2866955 | 34.5 | SCR | Existing SCR | 0.0501 | 0.0501 | 68.3 |  |  | 68.3
TN | Kingston | 3407 | 3 | Roane | 1954-06-05 | 2180 | 175 | 35.8992 | -84.5194 | ARP, NBP | Tangentially-fired | Coal |  | Selective Catalytic Reduction (Began Nov 11, 2003) | Electric Utility | Electric Services | 0.577 | 1248.097 | 4332163.338 | 0.1266 | 245.072 | 3905529.471 | 0.0591 | 133.142 | 4529668.404 | 0.0527 | 122.419 | 4645363.612 | 0.0504 | 104.92 | 4199858.112 | 0.0515 | 101.396 | 3935776.448 | 0.0536 | 57.796 | 2130164.109 | 0.1129 | 171.34 | 3071314.607 | 0.0564 | 85.7 | 3065277.4 | 0.0614 | 88.9 | 2992970 | 38.3 | SCR | Existing SCR | 0.0504 | 0.0504 | 76.5 |  |  | 76.5
TN | Kingston | 3407 | 4 | Roane | 1954-07-23 | 2176 | 175 | 35.8992 | -84.5194 | ARP, NBP | Tangentially-fired | Coal |  | Selective Catalytic Reduction (Began Nov 22, 2003) | Electric Utility | Electric Services | 0.5743 | 1155.954 | 4052196.349 | 0.1295 | 242.897 | 3863121.809 | 0.0591 | 129.195 | 4405077.969 | 0.0524 | 110.172 | 4257134.956 | 0.0501 | 113.518 | 4537628.812 | 0.0517 | 108.272 | 4188284.175 | 0.0617 | 17.278 | 572049.422 | 0.0975 | 134.171 | 2728076.64 | 0.0565 | 82 | 2915722.6 | 0.0612 | 83.7 | 2834295.8 | 36.5 | SCR | Existing SCR | 0.0501 | 0.0501 | 72.7 |  |  | 72.7
TN | Kingston | 3407 | 5 | Roane | 1954-11-26 | 2932 | 200 | 35.8992 | -84.5194 | ARP, NBP | Tangentially-fired | Coal |  | Low NOx Burner Technology w/ Separated OFA | Electric Utility | Electric Services | 0.5638 | 1518.9 | 5429590.298 | 0.1427 | 283.102 | 3988307.867 | 0.0583 | 167.308 | 5784651.019 | 0.0526 | 160.38 | 6131719.187 | 0.0486 | 140.67 | 5848262.288 | 0.0519 | 156.621 | 6078796.581 | 0.0855 | 7.552 | 180536.992 | 0.1103 | 133.225 | 2314622.462 | 0.0569 | 98.6 | 3515765.9 | 0.0611 | 109.2 | 3698981.8 | 32.7 | SCR | Existing SCR | 0.0486 | 0.0486 | 84.3 |  |  | 84.3
TN | Kingston | 3407 | 6 | Roane | 1955-02-03 | 2932 | 200 | 35.8992 | -84.5194 | ARP, NBP | Tangentially-fired | Coal |  | Low NOx Burner Technology w/ Separated OFA | Electric Utility | Electric Services | 0.4247 | 1330.158 | 6286661.915 | 0.2571 | 513.453 | 4033300.888 | 0.1301 | 339.047 | 5271920.098 | 0.0448 | 136.08 | 6093102.433 | 0.0511 | 145.122 | 5790030.971 | 0.0493 | 139.552 | 5749072.824 | 0.0453 | 28.875 | 1086669.471 | 0.1043 | 157.296 | 2997325.475 | 0.0559 | 105.6 | 3836521.1 | 0.0613 | 104.9 | 3536920 | 35.6 | SCR | Existing SCR | 0.0448 | 0.0448 | 84.6 |  |  | 84.6
TN | Kingston | 3407 | 7 | Roane | 1955-04-19 | 3576 | 200 | 35.8992 | -84.5194 | ARP, NBP | Tangentially-fired | Coal |  | Low NOx Burner Technology w/ Separated OFA | Electric Utility | Electric Services | 0.4252 | 1082.974 | 5135181.293 | 0.2 | 418.598 | 4245811.432 | 0.1286 | 347.064 | 5438590.533 | 0.0447 | 125.449 | 5659991.61 | 0.0515 | 149.816 | 6021465.833 | 0.0493 | 145.652 | 5960536.91 | 0.0537 | 19.718 | 765165.946 | 0.1052 | 117.036 | 2245041.279 | 0.0545 | 99.9 | 3727565.7 | 0.062 | 111.7 | 3742334.3 | 28.4 | SCR | Existing SCR | 0.0447 | 0.0447 | 81.9 |  |  | 81.9
TN | Kingston | 3407 | 8 | Roane | 1955-07-09 | 3005 | 200 | 35.8992 | -84.5194 | ARP, NBP | Tangentially-fired | Coal |  | Low NOx Burner Technology w/ Separated OFA | Electric Utility | Electric Services | 0.425 | 1047.228 | 4962378.31 | 0.2019 | 403.767 | 4054106.247 | 0.128 | 338.405 | 5322687.967 | 0.0448 | 133.974 | 6005563.545 | 0.0515 | 155.579 | 6203591.764 | 0.0493 | 141.098 | 5812738.696 | 0.063 | 6.548 | 211921.546 | 0.1031 | 189.983 | 3815000.499 | 0.0549 | 101.7 | 3752021.8 | 0.0599 | 117.9 | 4054423.2 | 34 | SCR | Existing SCR | 0.0448 | 0.0448 | 83 |  |  | 83
TN | Kingston | 3407 | 9 | Roane | 1955-11-25 | 2959 | 200 | 35.8992 | -84.5194 | ARP, NBP | Tangentially-fired | Coal |  |  | Electric Utility | Electric Services | 0.4297 | 1465.406 | 6833485.691 | 0.2452 | 537.252 | 4335209.623 | 0.151 | 355.546 | 4758106.692 | 0.0449 | 135.419 | 6062829.493 | 0.0517 | 158.712 | 6205040.369 | 0.0495 | 146.215 | 5950992.388 | 0.051 | 80.716 | 3190029.61 | 0.1083 | 149.985 | 2906645.154 | 0.0549 | 92.9 | 3440111.8 | 0.0595 | 92.2 | 3228538.8 | 31.7 | SCR | Existing SCR | 0.0449 | 0.0449 | 75.9 |  |  | 75.9
TN | Lagoon Creek | 7845 | LCC1 | Haywood | 2010-06-30 | 2243 | 173.4 | 35.6578 | -89.3964 | ARP, CAIRNOX, CAIROS, CAIRSO2, TRNOX, TRNOXOS, TRSO2G1 | Combined cycle | Pipeline Natural Gas |  | Dry Low NOx Burners<br>Selective Catalytic Reduction | Electric Utility | [25 empty] | 0.0164 | 22.8 | 3441027.3 | 0.0153 | 26.2 | 4027621.8 | 41.8 | Dry Low NOx Burners<br>Selective Catalytic Reduction | Existing SCR | 0.0153 | 0.0153 | 21.3 |  |  | 21.3
TN | Lagoon Creek | 7845 | LCC2 | Haywood | 2010-06-22 | 2243 | 173.4 | 35.6578 | -89.3964 | ARP, CAIRNOX, CAIROS, CAIRSO2, TRNOX, TRNOXOS, TRSO2G1 | Combined cycle | Pipeline Natural Gas |  | Dry Low NOx Burners<br>Selective Catalytic Reduction | Electric Utility | [25 empty] | 0.0164 | 22 | 3450730.5 | 0.0194 | 28.9 | 4016864.5 | 41.9 | Dry Low NOx Burners<br>Selective Catalytic Reduction | Existing SCR | 0.0164 | 0.0164 | 22 |  |  | 22
TN | Lagoon Creek | 7845 | LCT1 | Haywood | 2001-04-05 | 1175.4 | 84.5 | 35.6578 | -89.3964 | ARP, CAIRNOX, CAIROS, CAIRSO2, TRNOX, TRNOXOS, TRSO2G1 | Combustion turbine | Diesel Oil | Pipeline Natural Gas |  | Electric Utility |  | 0.0522 | 4.04 | 177542.375 | 0.0448 | 0.485 | 28118.125 | 0.0312 | 3.523 | 273312.2 | 0.0281 | 3.208 | 266401.825 | 0.0288 | 2.455 | 208392.35 | 0.0319 | 1.883 | 160725.16 | 0.0317 | 1.695 | 129917.692 | 0.0285 | 5.234 | 449846.306 | 0.0267 | 4.2 | 395884.3 | 0.0283 | 4.6 | 422608.9 | 9.2 |  | Low Ozone Season Rate | 0.0267 | 0.0267 | 4.2 |  |  | 4.2
TN | Lagoon Creek | 7845 | LCT10 | Haywood | 2002-04-10 | 1175.4 | 86.2 | 35.6578 | -89.3964 | ARP, CAIRNOX, CAIROS, CAIRSO2, TRNOX, TRNOXOS, TRSO2G1 | Combustion turbine | Diesel Oil | Pipeline Natural Gas |  | Electric Utility |  | 0.0579 | 2.211 | 101260.075 | 0.0375 | 0.306 | 19929.7 | 0.0348 | 3.946 | 275290.775 | 0.0297 | 2.904 | 237903.2 | 0.0307 | 2.851 | 246480.25 | 0.0325 | 1.964 | 159053.378 | 0.0291 | 1.328 | 121026.32 | 0.0261 | 5.721 | 519006.91 | 0.0288 | 3.6 | 305100.2 | 0.0316 | 3.6 | 298883.5 | 7.1 |  | Low Ozone Season Rate | 0.0261 | 0.0261 | 3.2 |  |  | 3.2
TN | Lagoon Creek | 7845 | LCT11 | Haywood | 2002-04-11 | 1175.4 | 86.2 | 35.6578 | -89.3964 | ARP, CAIRNOX, CAIROS, CAIRSO2, TRNOX, TRNOXOS, TRSO2G1 | Combustion turbine | Diesel Oil | Pipeline Natural Gas |  | Electric Utility |  | 0.0594 | 2.817 | 104260.3 | 0.0378 | 0.274 | 18337.225 | 0.0365 | 3.945 | 270596.625 | 0.0309 | 3.088 | 239688.45 | 0.0309 | 3.088 | 247747.975 | 0.0417 | 2.029 | 141981.336 | 0.0261 | 1.28 | 118976.321 | 0.0258 | 5.637 | 518837.398 | 0.028 | 3.2 | 278546.7 | 0.0308 | 3.2 | 271067.6 | 6.5 |  | Low Ozone Season Rate | 0.0258 | 0.0258 | 2.9 |  |  | 2.9
TN | Lagoon Creek | 7845 | LCT12 | Haywood | 2002-04-19 | 1175.4 | 86.2 | 35.6578 | -89.3964 | ARP, CAIRNOX, CAIROS, CAIRSO2, TRNOX, TRNOXOS, TRSO2G1 | Combustion turbine | Diesel Oil | Pipeline Natural Gas |  | Electric Utility |  | 0.0602 | 2.943 | 108748.125 | 0.0362 | 0.228 | 15363.875 | 0.0362 | 3.934 | 269632.05 | 0.0295 | 3.054 | 244363.375 | 0.0296 | 2.894 | 245744.675 | 0.0347 | 1.962 | 143368.759 | 0.0273 | 1.216 | 109089.862 | 0.0281 | 6.151 | 519681.637 | 0.0315 | 3.1 | 247063.2 | 0.0318 | 3.6 | 286428.4 | 5.7 |  | Low Ozone Season Rate | 0.0273 | 0.0273 | 2.7 |  |  | 2.7
TN | Lagoon Creek | 7845 | LCT2 | Haywood | 2001-04-06 | 1175.4 | 84.5 | 35.6578 | -89.3964 | ARP, CAIRNOX, CAIROS, CAIRSO2, TRNOX, TRNOXOS, TRSO2G1 | Combustion turbine | Diesel Oil | Pipeline Natural Gas |  | Electric Utility |  | 0.0569 | 4.993 | 185556.35 | 0.0429 | 0.403 | 26356.775 | 0.035 | 3.952 | 266869.9 | 0.0337 | 3.781 | 266838.175 | 0.0312 | 2.722 | 209337.775 | 0.0346 | 2.056 | 166300.176 | 0.0304 | 1.685 | 128967.791 | 0.0272 | 5.091 | 447863.29 | 0.0289 | 4.8 | 391921.1 | 0.0308 | 6.1 | 488841 | 9.1 |  | Low Ozone Season Rate | 0.0272 | 0.0272 | 4.5 |  |  | 4.5
TN | Lagoon Creek | 7845 | LCT3 | Haywood | 2001-04-13 | 1175.4 | 84.5 | 35.6578 | -89.3964 | ARP, CAIRNOX, CAIROS, CAIRSO2, TRNOX, TRNOXOS, TRSO2G1 | Combustion turbine | Diesel Oil | Pipeline Natural Gas |  | Electric Utility |  | 0.0466 | 3.594 | 163056.525 | 0.0353 | 0.527 | 37042.2 | 0.0379 | 4.27 | 275408.2 | 0.0347 | 3.998 | 272014.975 | 0.031 | 2.822 | 216574.225 | 0.0322 | 1.937 | 156929.769 | 0.0287 | 1.629 | 128792.274 | 0.0291 | 5.672 | 455811.349 | 0.0286 | 4.7 | 382519.8 | 0.0309 | 4.4 | 358542.9 | 8.9 |  | Low Ozone Season Rate | 0.0286 | 0.0286 | 4.7 |  |  | 4.7
TN | Lagoon Creek | 7845 | LCT4 | Haywood | 2001-05-01 | 1175.4 | 84.5 | 35.6578 | -89.3964 | ARP, CAIRNOX, CAIROS, CAIRSO2, TRNOX, TRNOXOS, TRSO2G1 | Combustion turbine | Diesel Oil | Pipeline Natural Gas |  | Electric Utility |  | 0.0494 | 3.853 | 163504.95 | 0.0379 | 0.424 | 28594.45 | 0.1239 | 14.655 | 259740.725 | 0.0349 | 3.897 | 267949.5 | 0.03 | 2.505 | 205718.2 | 0.0336 | 1.926 | 154596.94 | 0.028 | 1.443 | 126892.793 | 0.0271 | 5.118 | 449979.967 | 0.0271 | 4.2 | 382957.5 | 0.0285 | 5 | 439822.1 | 8.9 |  | Low Ozone Season Rate | 0.0271 | 0.0271 | 4.2 |  |  | 4.2
TN | Lagoon Creek | 7845 | LCT5 | Haywood | 2001-05-01 | 1175.4 | 84.5 | 35.6578 | -89.3964 | ARP, CAIRNOX, CAIROS, CAIRSO2, TRNOX, TRNOXOS, TRSO2G1 | Combustion turbine | Diesel Oil | Pipeline Natural Gas |  | Electric Utility |  | 0.0485 | 2.885 | 131679.025 | 0.0719 | 0.931 | 29820.7 | 0.0397 | 4.037 | 248306.875 | 0.0343 | 3.689 | 260776.825 | 0.0333 | 2.871 | 226225.225 | 0.0325 | 1.772 | 146424.729 | 0.0283 | 1.785 | 144499.629 | 0.0285 | 5.715 | 461344.705 | 0.0312 | 4.7 | 362022.3 | 0.0306 | 4.6 | 382416 | 8.4 |  | Low Ozone Season Rate | 0.0283 | 0.0283 | 4.3 |  |  | 4.3
TN | Lagoon Creek | 7845 | LCT6 | Haywood | 2001-05-09 | 1175.4 | 84.5 | 35.6578 | -89.3964 | ARP, CAIRNOX, CAIROS, CAIRSO2, TRNOX, TRNOXOS, TRSO2G1 | Combustion turbine | Diesel Oil | Pipeline Natural Gas |  | Electric Utility |  | 0.0434 | 2.545 | 126686.175 | 0.0693 | 0.938 | 33078.7 | 0.0393 | 4.031 | 250821.575 | 0.034 | 3.771 | 267704.975 | 0.0338 | 2.884 | 218545.8 | 0.0329 | 1.842 | 140666.361 | 0.0267 | 1.536 | 136557.67 | 0.0259 | 5.144 | 481706.042 | 0.0261 | 3.5 | 339091.1 | 0.0289 | 4.6 | 412633.6 | 7.9 |  | Low Ozone Season Rate | 0.0259 | 0.0259 | 3.5 |  |  | 3.5
TN | Lagoon Creek | 7845 | LCT7 | Haywood | 2001-05-18 | 1175.4 | 84.5 | 35.6578 | -89.3964 | ARP, CAIRNOX, CAIROS, CAIRSO2, TRNOX, TRNOXOS, TRSO2G1 | Combustion turbine | Diesel Oil | Pipeline Natural Gas |  | Electric Utility |  | 0.053 | 3.412 | 137105.1 | 0.049 | 0.319 | 18175 | 0.0333 | 3.571 | 249720.85 | 0.0321 | 3.552 | 261003.975 | 0.0302 | 2.704 | 218331.525 | 0.031 | 1.804 | 140954.761 | 0.0289 | 1.454 | 126800.739 | 0.0291 | 5.219 | 428890.833 | 0.0296 | 4 | 326557.7 | 0.0311 | 3.9 | 322768.5 | 7.6 |  | Low Ozone Season Rate | 0.0289 | 0.0289 | 3.9 |  |  | 3.9
TN | Lagoon Creek | 7845 | LCT8 | Haywood | 2001-06-01 | 1175.4 | 84.5 | 35.6578 | -89.3964 | ARP, CAIRNOX, CAIROS, CAIRSO2, TRNOX, TRNOXOS, TRSO2G1 | Combustion turbine | Diesel Oil | Pipeline Natural Gas |  | Electric Utility |  | 0.0564 | 3.491 | 132606.425 | 0.0509 | 0.367 | 17706.475 | 0.0306 | 3.149 | 255704.75 | 0.0291 | 3.053 | 258316.425 | 0.029 | 2.174 | 192369.7 | 0.0318 | 1.521 | 134283.528 | 0.0283 | 1.232 | 112331.726 | 0.0265 | 4.486 | 400299.944 | 0.0274 | 2.4 | 213219.3 | 0.0308 | 3.7 | 320715.7 | 4.9 |  | Low Ozone Season Rate | 0.0265 | 0.0265 | 2.3 |  |  | 2.3
TN | Lagoon Creek | 7845 | LCT9 | Haywood | 2002-04-02 | 1175.4 | 86.2 | 35.6578 | -89.3964 | ARP, CAIRNOX, CAIROS, CAIRSO2, TRNOX, TRNOXOS, TRSO2G1 | Combustion turbine | Diesel Oil | Pipeline Natural Gas |  | Electric Utility |  | 0.0621 | 3.138 | 112538.075 | 0.0579 | 0.626 | 32129.85 | 0.0418 | 4.484 | 275393.475 | 0.0326 | 3.217 | 234823.225 | 0.0291 | 2.776 | 245690.575 | 0.0294 | 1.705 | 148008.598 | 0.0286 | 1.245 | 115799.234 | 0.0259 | 5.921 | 514719.173 | 0.032 | 4.1 | 299319.9 | 0.0361 | 3.9 | 281451.2 | 6.9 |  | Low Ozone Season Rate | 0.0259 | 0.0259 | 3.3 |  |  | 3.3
TX | AES Western Power, LLC | 3461 | DWP9 | Harris | 1955-06-23 | 2253 | 187.8 | 29.7239 | -95.2258 | ARP | Dry bottom wall-fired boiler | Pipeline Natural Gas |  | Other | Electric Utility | Electric Services | 0.1197 | 62.247 | 921735.037 | 0.1131 | 26.859 | 365890.962 | [20 empty] | 0 |  |  |  | 0 |  | New SCR | 0.1131 | 0.06 | 0 |  |  | 0
TX | Alex Ty Cooke Generating Station | 3602 | 1 | Lubbock | 1965-03-02 | 600 | 44 | 33.5211 | -101.7906 | ARP | Dry bottom wall-fired boiler | Pipeline Natural Gas |  |  | Electric Utility |  | 0.1487 | 26.191 | 321255.075 | 0.1456 | 29.488 | 387114.125 | 0.1584 | 64.949 | 799935.11 | 0.1676 | 40.534 | 469303.64 | 0.1645 | 43.928 | 527942.344 | 0.1524 | 50.397 | 652314.813 | 0.1425 | 29.382 | 406336.751 | 0.1411 | 51.585 | 719526.436 | 0.1678 | 82 | 966693.7 | 0.1581 | 69.5 | 871323.9 | 43.9 |  | New SNCR | 0.1411 | 0.08466 | 41.3 |  |  | 41.3
TX | Alex Ty Cooke Generating Station | 3602 | 2 | Lubbock | 1978-03-01 | 600 | 53.6 | 33.5211 | -101.7906 | ARP | Dry bottom wall-fired boiler | Pipeline Natural Gas |  |  | Electric Utility |  | 0.2036 | 22.85 | 264360 | 0.177 | 26.814 | 317735.6 | 0.167 | 35.868 | 422685.679 | 0.1658 | 54.351 | 643350.737 | 0.1594 | 38.697 | 477693.48 | 0.1551 | 42.576 | 539204.61 | 0.1506 | 34.687 | 452335.442 | 0.1561 | 58.059 | 737591.961 | 0.1718 | 76.4 | 881753.9 | 0.1606 | 60 | 740994.3 | 40 |  | New SNCR | 0.1506 | 0.09036 | 40.2 |  |  | 40.2
TX | Barney M. Davis | 4939 | 1 | Nueces | 1974-06-30 | 3800 | 352 | 27.6067 | -97.3119 | ARP | Tangentially-fired | Pipeline Natural Gas | Diesel Oil |  | Electric Utility | Electric Services | 0.1465 | 450.097 | 5072849.3 | 0.0999 | 27.288 | 317320.2 | 0.1428 | 294.047 | 3104125.325 | 0.1259 | 272.025 | 3126493.725 | 0.1512 | 169.965 | 1554214.15 | 0.1366 | 302.92 | 3308706.646 | 0.1577 | 303.139 | 2865912.863 | 0.1044 | 47.958 | 651812.652 | 0.1028 | 112.4 | 1579657.9 | 0.1355 | 195.2 | 1987370.4 | 11.3 |  | Low Ozone Season Rate | 0.0999 | 0.0999 | 109.2 |  |  | 109.2
TX | Barney M. Davis | 4939 | 2 | Nueces | 1976-06-30 | 3334 | 351 | 27.6067 | -97.3119 | ARP | Tangentially-fired | Pipeline Natural Gas | Residual Oil |  | Electric Utility | Electric Services | 0.098 | 101.231 | 1505470.275 | 0.1425 | 569.77 | 7374308.7 | 0.1129 | 207.903 | 3129835.3 | 0.1684 | 256.121 | 2536267.325 | 0.0923 | 70.923 | 1141670.65 | 0.1567 | 282.614 | 3216765.364 | [8 empty] | 0 |  |  |  | 0 |  | Low Ozone Season Rate | 0.0923 | 0.0923 | 0 |  |  | 0
TX | Barney M. Davis | 4939 | 3 | Nueces | 2009-10-22 | 2606 | 189.6 | 27.6067 | -97.3119 | ARP, CAIRNOX, CAIRSO2, TRNOX, TRNOXOS, TRSO2G2 | Combined cycle | Pipeline Natural Gas |  | Selective Catalytic Reduction | Electric Utility | [22 empty] | 0.0235 | 29.515 | 4355946.152 | 0.0326 | 35.2 | 3493116 | 0.0243 | 37 | 4402495.4 | 36.5 | Selective Catalytic Reduction | Existing SCR | 0.0235 | 0.0235 | 25.4 |  |  | 25.4
TX | Barney M. Davis | 4939 | 4 | Nueces | 2009-11-04 | 2606 | 189.6 | 27.6067 | -97.3119 | ARP, CAIRNOX, CAIRSO2, TRNOX, TRNOXOS, TRSO2G2 | Combined cycle | Pipeline Natural Gas |  | Selective Catalytic Reduction | Electric Utility | [22 empty] | 0.0196 | 23.154 | 3599141.053 | 0.027 | 31.5 | 3445128.5 | 0.0226 | 32.8 | 4266061.7 | 36 | Selective Catalytic Reduction | Existing SCR | 0.0196 | 0.0196 | 22.8 |  |  | 22.8
TX | Bastrop Clean Energy Center | 55168 | CTG-1A | Bastrop | 2002-03-31 | 2450 | 221.4 | 30.1458 | -97.55 | ARP, CAIRNOX, CAIRSO2, TRNOX, TRNOXOS, TRSO2G2 | Combined cycle | Pipeline Natural Gas |  | Dry Low NOx Burners | Electric Utility |  | 0.04 | 52.943 | 3380852.995 | 0.041 | 47.255 | 2892274.143 | 0.0392 | 60.987 | 3641773.243 | 0.0415 | 66.034 | 3893726.727 | 0.0415 | 67.094 | 3990958.323 | 0.0358 | 61.306 | 4169882.915 | 0.0325 | 81.301 | 5162337.803 | 0.0362 | 51.119 | 3195316.644 | 0.0313 | 87.5 | 5660369.4 | 0.0272 | 87.5 | 6395916.8 | 62.9 | Dry Low NOx Burners | Low Ozone Season Rate | 0.0272 | 0.0272 | 76 |  |  | 76
TX | Bastrop Clean Energy Center | 55168 | CTG-1B | Bastrop | 2002-01-01 | 2450 | 221.4 | 30.1458 | -97.55 | ARP, CAIRNOX, CAIRSO2, TRNOX, TRNOXOS, TRSO2G2 | Combined cycle | Pipeline Natural Gas |  | Dry Low NOx Burners | Electric Utility |  | 0.0457 | 51.899 | 3073056.707 | 0.047 | 49.756 | 2779701.182 | 0.0501 | 75.262 | 3780928.795 | 0.0351 | 58.812 | 3818870.91 | 0.0368 | 65.486 | 4016172.329 | 0.0346 | 59.687 | 4089785.588 | 0.0385 | 83.011 | 4976648.294 | 0.039 | 56.005 | 3283833.51 | 0.0329 | 76.8 | 4909866.3 | 0.0311 | 98.3 | 6315406 | 54.6 | Dry Low NOx Burners | Low Ozone Season Rate | 0.0311 | 0.0311 | 72.6 |  |  | 72.6
TX | Big Brown | 3497 | 1 | Freestone | 1971-12-23 | 7901 | 593.4 | 31.8206 | -96.0561 | ARP | Tangentially-fired | Coal |  | Low NOx Burner Technology w/ Separated OFA | Electric Utility | Electric Services | 0.1493 | 1668.285 | 22300000 | 0.1424 | 1598.867 | 22400000 | 0.1447 | 1628.654 | 22500000 | 0.1383 | 1544.354 | 22200000 | 0.15 | 1273.985 | 16700000 | 0.1484 | 1576.996 | 21100000 | 0.1426 | 1271.336 | 17600000 | 0.1382 | 1432.552 | 20600000 | 0.1496 | 1381.5 | 18800000 | 0.1315 | 1177.5 | 17800000 | 64.9 | SNCR | New SCR | 0.1315 | 0.06575 | 607.2 |  |  | 607.2
TX | Big Brown | 3497 | 2 | Freestone | 1972-10-06 | 8132 | 593.4 | 31.8206 | -96.0561 | ARP | Tangentially-fired | Coal |  | Low NOx Burner Technology w/ Closed-coupled OFA<br>Low NOx Burner Technology w/ Separated OFA | Electric Utility | Electric Services | 0.1444 | 1706.239 | 23600000 | 0.1487 | 1576.901 | 21100000 | 0.143 | 1558.938 | 21800000 | 0.1458 | 1569.261 | 21400000 | 0.1454 | 1333.83 | 18300000 | 0.1541 | 1505.699 | 19500000 | 0.1504 | 1057.387 | 14000000 | 0.1422 | 1499.976 | 21100000 | 0.1406 | 1391.4 | 20100000 | 0.1312 | 1251.6 | 18600000 | 67.3 | SNCR | New SCR | 0.1312 | 0.0656 | 649.2 |  |  | 649.2
TX | Bosque County Power Plant | 55172 | GT-1 | Bosque | 2000-06-01 | 2136 | 154 | 31.8594 | -97.3586 | ARP, CAIRNOX, CAIRSO2, TRNOX, TRNOXOS, TRSO2G2 | Combined cycle | Pipeline Natural Gas |  | Selective Catalytic Reduction<br>Dry Low NOx Burners | Electric Utility |  | 0.2094 | 16.563 | 330868.25 | 0.138 | 1.503 | 43931.8 | 0.102 | 34.889 | 1267049.55 | 0.057 | 19.071 | 961775.55 | 0.0566 | 3.858 | 209565.2 | 0.0565 | 15.248 | 874915.938 | 0.5693 | 146.105 | 514936.499 |  |  |  | 0.0146 | 17.8 | 3008101.5 | 0.01 | 16 | 4253054.1 | 38.4 | Selective Catalytic Reduction<br>Dry Low NOx Burners | Existing SCR | 0.01 | 0.01 | 12.2 |  |  | 12.2
TX | Bosque County Power Plant | 55172 | GT-2 | Bosque | 2000-06-01 | 2136 | 154 | 31.8594 | -97.3586 | ARP, CAIRNOX, CAIRSO2, TRNOX, TRNOXOS, TRSO2G2 | Combined cycle | Pipeline Natural Gas |  | Selective Catalytic Reduction<br>Dry Low NOx Burners | Electric Utility |  | 0.0342 | 3.753 | 260270.65 | 0.1437 | 0.964 | 29616.325 | 0.0903 | 32.78 | 1288149.25 | 0.0631 | 20.427 | 948025.625 | 0.052 | 3.476 | 191678.725 | 0.0531 | 19.87 | 1187312.378 | 0.5944 | 187.648 | 646645.19 |  |  |  | 0.0152 | 16.6 | 3041900.8 | 0.0104 | 16.6 | 4192601.7 | 38.8 | Selective Catalytic Reduction<br>Dry Low NOx Burners | Existing SCR | 0.0104 | 0.0104 | 11.4 |  |  | 11.4
TX | Bosque County Power Plant | 55172 | GT-3 | Bosque | 2001-01-24 | 1910 | 154 | 31.8594 | -97.3586 | ARP, CAIRNOX, CAIRSO2, TRNOX, TRNOXOS, TRSO2G2 | Combined cycle | Pipeline Natural Gas |  | Dry Low NOx Burners | Electric Utility |  | 0.0763 | 102.541 | 4689346.25 | 0.0613 | 91.981 | 4709610.15 | 0.0358 | 83.282 | 5083946.525 | 0.0598 | 86.444 | 4147588.7 | 0.0361 | 74.242 | 4744797.975 | 0.03 | 50.627 | 3777737.66 | 0.0402 | 73.629 | 4403449.077 | 0.0302 | 53.939 | 3738780.405 | 0.0444 | 80.6 | 4031217 | 0.0335 | 54.8 | 3568364.5 | 57.5 | Dry Low NOx Burners | Low Ozone Season Rate | 0.03 | 0.03 | 54.5 |  |  | 54.5
TX | Bryan (Atkins Power Plant) | 3561 | 6 | Brazos | 1969-08-01 | 600 | 54 | 30.6469 | -96.3725 | ARP | Dry bottom wall-fired boiler | Pipeline Natural Gas | Diesel Oil |  | Electric Utility | Electric Services | 0.0403 | 7.396 | 132808.3 | 0.0343 | 3.796 | 134217.775 | 0.0556 | 39.898 | 1310444.375 | 0.0557 | 30.103 | 1023591.8 | [14 empty] | 0 |  |  |  | 0 |  | Low Ozone Season Rate | 0.0343 | 0.0343 | 0 |  |  | 0
TX | C E Newman | 3574 | BW5 | Dallas | 1963-10-01 | 533 | 44 | 32.9125 | -96.6231 | ARP | Dry bottom wall-fired boiler | Pipeline Natural Gas | Residual Oil |  | Electric Utility | Electric Services | 0.0566 | 2.389 | 66652.85 | 0.0269 | 0.305 | 12558.475 | 0.0449 | 2.699 | 111726.75 | 0.0456 | 3.612 | 155775.575 | 0.0375 | 0.327 | 13075.175 | 0.015 | 0.022 | 2844.5 | [8 empty] | 0 |  |  |  | 0 |  | Low Ozone Season Rate | 0.015 | 0.015 | 0 |  |  | 0
TX | Calpine Hidalgo Energy Center | 7762 | HRSG1 | Hidalgo | 2000-04-13 | 1950 |  | 26.3389 | -98.1708 | ARP, CAIRNOX, CAIRSO2, TRNOX, TRNOXOS, TRSO2G2 | Combined cycle | Pipeline Natural Gas |  | Dry Low NOx Burners | Electric Utility |  | 0.0454 | 48.058 | 3135504.645 | 0.0395 | 55.86 | 4041775.332 | 0.0603 | 61.657 | 3088381.527 | 0.0883 | 97.138 | 3851934.679 | 0.1245 | 73.61 | 2873527.763 | 0.0547 | 85.178 | 4304112.792 | 0.0387 | 82.878 | 4858827.78 | 0.0563 | 75.1 | 3988018.306 | 0.0357 | 83.7 | 4994417.9 | 0.0357 | 80.5 | 4665925.1 | 69.8 | Dry Low NOx Burners | Low Ozone Season Rate | 0.0357 | 0.0357 | 83.7 |  |  | 83.7
TX | Calpine Hidalgo Energy Center | 7762 | HRSG2 | Hidalgo | 2000-04-28 | 1950 |  | 26.3389 | -98.1708 | ARP, CAIRNOX, CAIRSO2, TRNOX, TRNOXOS, TRSO2G2 | Combined cycle | Pipeline Natural Gas |  | Dry Low NOx Burners | Electric Utility |  | 0.0442 | 67.871 | 3874067.316 | 0.0605 | 69.995 | 3578694.084 | 0.0551 | 50.675 | 2772185.283 | 0.1004 | 70.924 | 2960166.373 | 0.0897 | 89.183 | 3864983.118 | 0.061 | 85.848 | 4290025.489 | 0.0456 | 84.553 | 4462332.853 | 0.0497 | 52.679 | 2941654.763 | 0.033 | 76.1 | 4726497.3 | 0.0407 | 82.4 | 4106898.2 | 66 | Dry Low NOx Burners | Low Ozone Season Rate | 0.033 | 0.033 | 76.1 |  |  | 76.1
TX | Cedar Bayou | 3460 | CBY1 | Chambers | 1970-12-11 | 8187 | 765 | 29.7483 | -94.9272 | ARP | Cell burner boiler | Pipeline Natural Gas | Other Oil | Other | Electric Utility | Electric Services | 0.0892 | 410.143 | 7737943.038 | 0.0959 | 349.436 | 6263347.248 | 0.0453 | 192.769 | 8731112.693 | 0.0287 | 151.069 | 11200000 | 0.0276 | 80.057 | 6682067.248 | 0.0244 | 77.815 | 7341346.964 | 0.0317 | 103.236 | 6495380.998 | 0.0323 | 95.596 | 7052367.548 | 0.0436 | 201.4 | 9093154.8 | 0.0459 | 170.7 | 5263435.3 | 30.2 |  | Low Ozone Season Rate | 0.0244 | 0.0244 | 112.7 |  |  | 112.7
TX | Cedar Bayou | 3460 | CBY2 | Chambers | 1972-03-15 | 8179 | 765 | 29.7483 | -94.9272 | ARP | Cell burner boiler | Pipeline Natural Gas | Other Oil | Selective Catalytic Reduction | Electric Utility | Electric Services | 0.1144 | 636.406 | 9573394.637 | 0.022 | 81.863 | 8160279.968 | 0.0229 | 102.336 | 8568130.588 | 0.0307 | 155.359 | 9371196.608 | 0.0357 | 103.115 | 5853725.953 | 0.0271 | 61.978 | 5324152.228 | 0.0307 | 96.938 | 6501194.462 | 0.0342 | 76.334 | 5038237.915 | 0.0421 | 226.3 | 8066592.2 | 0.0353 | 122.5 | 5414480.2 | 26.9 | SCR | Existing SCR | 0.022 | 0.022 | 118.2 |  |  | 118.2
TX | Cedar Bayou | 3460 | CBY3 | Chambers | 1974-12-19 | 9981 | 765 | 29.7483 | -94.9272 | ARP | Dry bottom wall-fired boiler | Pipeline Natural Gas | Other Oil | Other | Electric Utility | Electric Services | 0.0703 | 429.534 | 10400000 | 0.0484 | 305.911 | 10700000 | [20 empty] | 0 |  |  |  | 0 |  | Low Ozone Season Rate | 0.0484 | 0.0484 | 0 |  |  | 0
TX | Cedar Bayou 4 | 56806 | CBY41 | Chambers | 2009-03-28 | 2125 | 178.5 | 29.752 | -94.923 | ARP, CAIRNOX, CAIRSO2, TRNOX, TRNOXOS, TRSO2G2 | Combined cycle | Pipeline Natural Gas |  | Dry Low NOx Burners<br>Selective Catalytic Reduction | Electric Utility | [22 empty] | 0.0103 | 19.678 | 4293014.217 |  |  |  | 0.0121 | 25.2 | 4950926 | 0 | Dry Low NOx Burners<br>Selective Catalytic Reduction | Existing SCR | 0.0103 | 0.0103 | 0 |  |  | 0
TX | Cedar Bayou 4 | 56806 | CBY42 | Chambers | 2009-03-29 | 2125 | 178.5 | 29.752 | -94.923 | ARP, CAIRNOX, CAIRSO2, TRNOX, TRNOXOS, TRSO2G2 | Combined cycle | Pipeline Natural Gas |  | Dry Low NOx Burners<br>Selective Catalytic Reduction | Electric Utility | [22 empty] | 0.0119 | 14.637 | 3015108.624 |  |  |  | 0.0118 | 21.5 | 4358396.6 | 0 | Dry Low NOx Burners<br>Selective Catalytic Reduction | Existing SCR | 0.0118 | 0.0086 | 0 |  |  | 0
TX | Channelview Cogeneration Facility | 55187 | CHV1 | Harris | 2002-03-20 | 2707 | 192.1 | 29.8356 | -95.1242 | ARP, CAIRNOX, CAIRSO2, TRNOX, TRNOXOS, TRSO2G2 | Combined cycle | Pipeline Natural Gas |  | Selective Catalytic Reduction | Electric Utility |  | 0.0111 | 32.195 | 5852452.049 | 0.0113 | 31.964 | 5768508.362 | 0.0112 | 30.417 | 5593070.187 | 0.0117 | 35.542 | 6091393.759 | 0.0111 | 32.197 | 5856653.774 | 0.0117 | 31.536 | 5637989.301 | 0.011 | 32.298 | 6001630.129 | 0.0107 | 33.837 | 6342348.8 | 0.011 | 33.9 | 6164829.1 | 0.0119 | 37.7 | 6373620.2 | 62 | Selective Catalytic Reduction | Existing SCR | 0.0107 | 0.0107 | 32.9 |  |  | 32.9
TX | Channelview Cogeneration Facility | 55187 | CHV2 | Harris | 2002-02-20 | 2707 | 192.1 | 29.8356 | -95.1242 | ARP, CAIRNOX, CAIRSO2, TRNOX, TRNOXOS, TRSO2G2 | Combined cycle | Pipeline Natural Gas |  | Selective Catalytic Reduction | Electric Utility |  | 0.0121 | 35.023 | 5864999.655 | 0.0121 | 36.508 | 6077998.397 | 0.0114 | 30.689 | 5488375.95 | 0.0116 | 35.843 | 6201968.897 | 0.0111 | 30.809 | 5599266.174 | 0.0113 | 29.427 | 5310481.363 | 0.0108 | 35.05 | 6490730.7 | 0.0108 | 33.211 | 6152186.707 | 0.0107 | 32.3 | 6031501.3 | 0.0107 | 35.3 | 6587501.8 | 60.7 | Selective Catalytic Reduction | Existing SCR | 0.0107 | 0.0107 | 32.3 |  |  | 32.3
TX | Channelview Cogeneration Facility | 55187 | CHV3 | Harris | 2001-11-01 | 2707 | 192.1 | 29.8356 | -95.1242 | ARP, CAIRNOX, CAIRSO2, TRNOX, TRNOXOS, TRSO2G2 | Combined cycle | Pipeline Natural Gas |  | Selective Catalytic Reduction | Electric Utility |  | 0.0121 | 37.837 | 6283499.074 | 0.0111 | 31.694 | 5769359.182 | 0.011 | 27.987 | 5195827.53 | 0.0121 | 34.92 | 5819538.851 | 0.0111 | 30.98 | 5651183.54 | 0.0112 | 32.297 | 5841829.599 | 0.0113 | 31.113 | 5702699.226 | 0.0103 | 32.835 | 6361654.7 | 0.0104 | 26.7 | 5179852.4 | 0.0111 | 35.6 | 6541612.6 | 52.1 | Selective Catalytic Reduction | Existing SCR | 0.0103 | 0.0103 | 26.5 |  |  | 26.5
TX | Channelview Cogeneration Facility | 55187 | CHV4 | Harris | 2001-07-27 | 2707 | 192.1 | 29.8356 | -95.1242 | ARP, CAIRNOX, CAIRSO2, TRNOX, TRNOXOS, TRSO2G2 | Combined cycle | Pipeline Natural Gas |  | Selective Catalytic Reduction | Electric Utility |  | 0.012 | 35.408 | 5958221.698 | 0.011 | 31.736 | 5864605.811 | 0.0115 | 36.188 | 6309441.808 | 0.012 | 36.645 | 6112518.6 | 0.0111 | 33.606 | 6097697.812 | 0.0111 | 35.055 | 6368439.818 | 0.0109 | 34.502 | 6388989.728 | 0.0107 | 34.157 | 6427623.702 | 0.0106 | 32.8 | 6199118.7 | 0.0108 | 30.1 | 5622899.8 | 62.4 | Selective Catalytic Reduction | Existing SCR | 0.0106 | 0.0106 | 32.8 |  |  | 32.8
TX | Coleto Creek | 6178 | 1 | Goliad | 1980-06-30 | 7300 | 622.4 | 28.7128 | -97.2142 | ARP | Tangentially-fired | Coal |  | Low NOx Burner Technology w/ Closed-coupled/Separated OFA | Electric Utility |  | 0.1731 | 1628.834 | 18900000 | 0.1584 | 1585.12 | 20200000 | 0.1484 | 1643.207 | 22100000 | 0.1398 | 1571.091 | 22500000 | 0.1439 | 1532.838 | 21300000 | 0.1611 | 1796.167 | 22200000 | 0.1675 | 1790.187 | 21300000 | 0.1479 | 1622.984 | 21900000 | 0.1278 | 1462.2 | 22800000 | 0.1283 | 1421.6 | 22100000 | 85.1 |  | New SCR | 0.1278 | 0.06 | 686.5 |  |  | 686.5
TX | Collin | 3500 | 1 | Collin | 1955-06-26 | 2034 | 156.2 | 33.1992 | -96.8133 | ARP | Tangentially-fired | Pipeline Natural Gas | Residual Oil | Combustion Modification/Fuel Reburning | Electric Utility | Electric Services | 0.0412 | 24.368 | 926204.626 | [23 empty] | 0 |  |  |  | 0 |  | Low Ozone Season Rate | 0.0412 | 0.0412 | 0 |  |  | 0
TX | Colorado Bend Energy Center | 56350 | CT1A | Wharton | 2002-02-12 | 1120 | 90 | 29.2878 | -96.0683 | ARP, CAIRNOX, CAIRSO2, TRNOX, TRNOXOS, TRSO2G2 | Combined cycle | Pipeline Natural Gas |  | Dry Low NOx Burners<br>Selective Catalytic Reduction | Electric Utility | [16 empty] | 0.0258 | 13.262 | 1505059.604 | 0.026 | 13.112 | 1418618.78 | 0.0235 | 15.745 | 1763250.699 | 0.0263 | 17.6 | 1756182.3 | 0.0271 | 15.3 | 1541369.1 | 42.7 | Dry Low NOx Burners<br>Selective Catalytic Reduction | Existing SCR | 0.0235 | 0.0235 | 15.7 |  |  | 15.7
TX | Colorado Bend Energy Center | 56350 | CT1B | Wharton | 2002-02-13 | 1120 | 90 | 29.2878 | -96.0683 | ARP, CAIRNOX, CAIRSO2, TRNOX, TRNOXOS, TRSO2G2 | Combined cycle | Pipeline Natural Gas |  | Dry Low NOx Burners<br>Selective Catalytic Reduction | Electric Utility | [16 empty] | 0.0263 | 11.713 | 1428546.872 | 0.0186 | 10.69 | 1557518.043 | 0.019 | 10.999 | 1442895.676 | 0.0316 | 23.9 | 1932878.1 | 0.0331 | 16.3 | 1534715.7 | 47 | Dry Low NOx Burners<br>Selective Catalytic Reduction | Existing SCR | 0.0186 | 0.0186 | 14.1 |  |  | 14.1
TX | Colorado Bend Energy Center | 56350 | CT2A | Wharton | 2002-03-24 | 1120 | 90 | 29.2878 | -96.0683 | ARP, CAIRNOX, CAIRSO2, TRNOX, TRNOXOS, TRSO2G2 | Combined cycle | Pipeline Natural Gas |  | Dry Low NOx Burners<br>Selective Catalytic Reduction | Electric Utility | [16 empty] | 0.0318 | 6.271 | 601392.001 | 0.0283 | 19.877 | 2125716.974 | 0.0306 | 19.731 | 1879925.427 | 0.0283 | 18.9 | 1910701.3 | 0.023 | 18.8 | 2211669.8 | 46.5 | Dry Low NOx Burners<br>Selective Catalytic Reduction | Existing SCR | 0.023 | 0.023 | 15.4 |  |  | 15.4
TX | Colorado Bend Energy Center | 56350 | CT2B | Wharton | 2002-03-31 | 1120 | 90 | 29.2878 | -96.0683 | ARP, CAIRNOX, CAIRSO2, TRNOX, TRNOXOS, TRSO2G2 | Combined cycle | Pipeline Natural Gas |  | Dry Low NOx Burners<br>Selective Catalytic Reduction | Electric Utility | [16 empty] | 0.0296 | 5.974 | 611878.563 | 0.0287 | 20.424 | 2140346.75 | 0.0316 | 18.788 | 1852855.748 | 0.0292 | 19 | 1852840.5 | 0.0255 | 20.1 | 2148550 | 45.1 | Dry Low NOx Burners<br>Selective Catalytic Reduction | Existing SCR | 0.0255 | 0.0255 | 16.6 |  |  | 16.6
TX | Copper Station | 9 | CTG-1 | El Paso | 1980-07-01 | 865 | 80.5 | 31.7569 | -106.375 | CAIRNOX, CAIRSO2, TRNOX, TRNOXOS, TRSO2G2 | Combustion turbine | Pipeline Natural Gas |  | Water Injection | Electric Utility | [16 empty] | 0.2193 | 28.688 | 254627.252 | 0.2014 | 14.39 | 135607.038 | 0.1874 | 14.803 | 146677.794 | 0.0702 | 37.1 | 397105.1 | 0.2401 | 47.2 | 402001.7 | 12.5 | Water Injection | Low Ozone Season Rate | 0.0702 | 0.0702 | 37.1 |  |  | 37.1
TX | Cottonwood Energy Project | 55358 | CT1 | Newton | 2002-11-08 | 2800 | 198.9 | 30.2588 | -93.7353 | ARP, CAIRNOX, CAIRSO2, TRNOX, TRNOXOS, TRSO2G2 | Combined cycle | Pipeline Natural Gas |  | Dry Low NOx Burners<br>Selective Catalytic Reduction | Electric Utility |  | 0.0506 | 10.529 | 721157.25 | 0.0336 | 23.131 | 2177973.225 | 0.0301 | 25.782 | 2748592.4 | 0.0382 | 20.603 | 2045511.675 | 0.0279 | 33.283 | 3766137.65 | 0.028 | 38.986 | 4495082.275 | 0.034 | 24.097 | 2533341.725 | 0.0264 | 28.126 | 3156798.775 | 0.0235 | 37.9 | 4394297.3 | 0.0151 | 44.7 | 6122966 | 42.7 | Dry Low NOx Burners<br>Selective Catalytic Reduction | Existing SCR | 0.0151 | 0.0151 | 24.4 |  |  | 24.4
TX | Cottonwood Energy Project | 55358 | CT2 | Newton | 2002-11-17 | 2880 | 198.9 | 30.2588 | -93.7353 | ARP, CAIRNOX, CAIRSO2, TRNOX, TRNOXOS, TRSO2G2 | Combined cycle | Pipeline Natural Gas |  | Dry Low NOx Burners<br>Selective Catalytic Reduction | Electric Utility |  | 0.0463 | 16.329 | 1193200.4 | 0.0336 | 36.394 | 3216745.8 | 0.0271 | 34.487 | 3555912.825 | 0.0369 | 18.483 | 1813673.475 | 0.0272 | 38.376 | 4412425.55 | 0.0279 | 35.47 | 4095571.275 | 0.0297 | 24.95 | 2794554.15 | 0.0223 | 34.448 | 4016391.35 | 0.0239 | 34.9 | 3962108.2 | 0.0198 | 44.2 | 5393452 | 37.5 | Dry Low NOx Burners<br>Selective Catalytic Reduction | Existing SCR | 0.0198 | 0.0198 | 28.9 |  |  | 28.9
TX | Cottonwood Energy Project | 55358 | CT3 | Newton | 2003-01-13 | 2880 | 198.9 | 30.2588 | -93.7353 | ARP, CAIRNOX, CAIRSO2, TRNOX, TRNOXOS, TRSO2G2 | Combined cycle | Pipeline Natural Gas |  | Dry Low NOx Burners<br>Selective Catalytic Reduction | Electric Utility |  | 0.0434 | 16.536 | 1268841.3 | 0.0306 | 21.516 | 1993142.75 | 0.028 | 26.335 | 2770976.1 | 0.0317 | 34.911 | 3763060.2 | 0.0289 | 34.84 | 3762888.55 | 0.0255 | 27.007 | 2977370.4 | 0.0207 | 27.403 | 3798395.425 | 0.0172 | 31.303 | 4448949.45 | 0.0232 | 37.6 | 4339985.5 | 0.0201 | 42.9 | 5301289.4 | 41 | Dry Low NOx Burners<br>Selective Catalytic Reduction | Existing SCR | 0.0172 | 0.0172 | 27.8 |  |  | 27.8
TX | Cottonwood Energy Project | 55358 | CT4 | Newton | 2003-02-06 | 2880 | 198.9 | 30.2588 | -93.7353 | ARP, CAIRNOX, CAIRSO2, TRNOX, TRNOXOS, TRSO2G2 | Combined cycle | Pipeline Natural Gas |  | Dry Low NOx Burners<br>Selective Catalytic Reduction | Electric Utility |  | 0.0442 | 19.291 | 1514017.425 | 0.0307 | 31.363 | 2979523.15 | 0.0278 | 25.698 | 2942506.9 | 0.0351 | 29.756 | 3088509.225 | 0.0278 | 33.748 | 4073410.3 | 0.0282 | 27.401 | 2904146.1 | 0.026 | 29.609 | 3479936.725 | 0.0286 | 5.365 | 595595.375 | 0.0198 | 32.9 | 4083814.1 | 0.0206 | 43 | 5382498 | 38.6 | Dry Low NOx Burners<br>Selective Catalytic Reduction | Existing SCR | 0.0198 | 0.0198 | 32.9 |  |  | 32.9
TX | Decker Creek | 3548 | 1 | Travis | 1971-07-01 | 3250 | 321 | 30.3036 | -97.6128 | ARP | Tangentially-fired | Pipeline Natural Gas | Diesel Oil |  | Electric Utility | Electric Services | 0.1083 | 269.51 | 4523384.215 | 0.1385 | 458.954 | 5688005.147 | 0.1228 | 272.867 | 4017779.448 | 0.1046 | 253.044 | 4633096.853 | 0.0941 | 157.981 | 3236778.602 | 0.1062 | 307.172 | 5357769.65 | 0.1056 | 242.99 | 4264443.267 | 0.092 | 129.304 | 2581250.973 | 0.1148 | 294.9 | 4090983.7 | 0.0959 | 142.3 | 2728618.5 | 34.3 |  | Low Ozone Season Rate | 0.092 | 0.092 | 236.3 |  |  | 236.3
TX | Decker Creek | 3548 | 2 | Travis | 1978-01-12 | 4278 | 405 | 30.3036 | -97.6128 | ARP | Dry bottom wall-fired boiler | Pipeline Natural Gas | Diesel Oil |  | Electric Utility | Electric Services | 0.073 | 210.529 | 5818729.985 | 0.0684 | 95.5 | 2744312.253 | 0.0675 | 167.592 | 4770157.477 | 0.0806 | 240.214 | 5958406.898 | 0.076 | 154.437 | 3915659.958 | 0.0771 | 284.218 | 6670414.931 | 0.0736 | 280.236 | 6866780.512 | 0.0691 | 231.255 | 6057980.605 | 0.071 | 264.8 | 6234686.2 | 0.0552 | 165.6 | 5207977.2 | 39.7 |  | Low Ozone Season Rate | 0.0552 | 0.0552 | 205.8 |  |  | 205.8
TX | Decker Creek | 3548 | GT-1A | Travis | 1988-06-01 | 350 | 51.5 | 30.3036 | -97.6128 | CAIRNOX, CAIRSO2, TRNOX, TRNOXOS, TRSO2G2 | Combustion turbine | Pipeline Natural Gas | Other Oil | Water Injection | Electric Utility | [16 empty] | 0.7002 | 9.341 | 26684 | 0.7 | 15.966 | 45615.5 | 0.7 | 22.421 | 64057 | 0.7 | 21.5 | 61376 | 0.7 | 8 | 22765.4 | 4.8 | Water Injection | Low Ozone Season Rate | 0.7 | 0.7 | 21.5 |  |  | 21.5
TX | Decker Creek | 3548 | GT-1B | Travis | 1988-06-01 | 350 | 51.5 | 30.3036 | -97.6128 | CAIRNOX, CAIRSO2, TRNOX, TRNOXOS, TRSO2G2 | Combustion turbine | Pipeline Natural Gas | Other Oil | Water Injection | Electric Utility | [16 empty] | 0.7002 | 9.341 | 26684 | 0.7 | 15.966 | 45615.5 | 0.7 | 22.421 | 64057 | 0.7 | 25.7 | 73325 | 0.7 | 8 | 22765.4 | 5.7 | Water Injection | Low Ozone Season Rate | 0.7 | 0.7 | 25.7 |  |  | 25.7
TX | Decker Creek | 3548 | GT-2A | Travis | 1988-06-01 | 350 | 51.5 | 30.3036 | -97.6128 | CAIRNOX, CAIRSO2, TRNOX, TRNOXOS, TRSO2G2 | Combustion turbine | Pipeline Natural Gas | Other Oil | Water Injection | Electric Utility | [16 empty] | 0.7 | 43.983 | 125664 | 0.7001 | 9.52 | 27198.5 | 0.7001 | 8.895 | 25413.5 | 0.7001 | 29.8 | 85239 | 0.7 | 10.5 | 29998.5 | 6.6 | Water Injection | Low Ozone Season Rate | 0.7 | 0.7 | 29.8 |  |  | 29.8
TX | Decker Creek | 3548 | GT-2B | Travis | 1988-06-01 | 350 | 51.5 | 30.3036 | -97.6128 | CAIRNOX, CAIRSO2, TRNOX, TRNOXOS, TRSO2G2 | Combustion turbine | Pipeline Natural Gas | Other Oil | Water Injection | Electric Utility | [16 empty] | 0.7 | 43.983 | 125664 | 0.7001 | 9.52 | 27198.5 | 0.7001 | 8.895 | 25413.5 | 0.7001 | 29.8 | 85239 | 0.7 | 10.5 | 29998.5 | 6.6 | Water Injection | Low Ozone Season Rate | 0.7 | 0.7 | 29.8 |  |  | 29.8
TX | Decker Creek | 3548 | GT-3A | Travis | 1988-06-01 | 350 | 51.5 | 30.3036 | -97.6128 | CAIRNOX, CAIRSO2, TRNOX, TRNOXOS, TRSO2G2 | Combustion turbine | Pipeline Natural Gas | Other Oil | Water Injection | Electric Utility | [16 empty] | 0.7 | 50.62 | 144623.5 | 0.7001 | 32.546 | 92984.5 | 0.7001 | 3.245 | 9271.5 |  |  |  | 0.7 | 11.9 | 34034 | 0 | Water Injection | Low Ozone Season Rate | 0.7 | 0.7 | 0 |  |  | 0
TX | Decker Creek | 3548 | GT-3B | Travis | 1988-06-01 | 350 | 51.5 | 30.3036 | -97.6128 | CAIRNOX, CAIRSO2, TRNOX, TRNOXOS, TRSO2G2 | Combustion turbine | Pipeline Natural Gas | Other Oil | Water Injection | Electric Utility | [16 empty] | 0.7 | 50.62 | 144623.5 | 0.7001 | 32.546 | 92984.5 | 0.7001 | 3.245 | 9271.5 | 0.7 | 23.2 | 66286.5 | 0.7 | 12.2 | 34940.5 | 5.2 | Water Injection | Low Ozone Season Rate | 0.7 | 0.7 | 23.2 |  |  | 23.2
TX | Decker Creek | 3548 | GT-4A | Travis | 1988-06-01 | 350 | 51.5 | 30.3036 | -97.6128 | CAIRNOX, CAIRSO2, TRNOX, TRNOXOS, TRSO2G2 | Combustion turbine | Pipeline Natural Gas | Other Oil | Water Injection | Electric Utility | [16 empty] | 0.7001 | 41.36 | 118167 | 0.7001 | 25.569 | 73052 | 0.7 | 11.934 | 34097 | 0.7 | 32.8 | 93632 | 0.7001 | 9.8 | 27912.5 | 7.3 | Water Injection | Low Ozone Season Rate | 0.7 | 0.7 | 32.8 |  |  | 32.8
TX | Decker Creek | 3548 | GT-4B | Travis | 1988-06-01 | 350 | 51.5 | 30.3036 | -97.6128 | CAIRNOX, CAIRSO2, TRNOX, TRNOXOS, TRSO2G2 | Combustion turbine | Pipeline Natural Gas | Other Oil | Water Injection | Electric Utility | [16 empty] | 0.7001 | 41.36 | 118167 | 0.7001 | 25.569 | 73052 | 0.7 | 11.934 | 34097 | 0.7 | 31.5 | 90090 | 0.7001 | 6.8 | 19488 | 7 | Water Injection | Low Ozone Season Rate | 0.7 | 0.7 | 31.5 |  |  | 31.5
TX | Decordova | 8063 | 1 | Hood | 1975-05-01 | 8124 | 799.2 | 32.4033 | -97.6986 | ARP | Dry bottom wall-fired boiler | Pipeline Natural Gas | Diesel Oil | Combustion Modification/Fuel Reburning (Began May 01, 2003)<br>Overfire Air (Began May 01, 2003) | Electric Utility | Electric Services | 0.1586 | 790.641 | 8381988.564 | 0.0822 | 136.037 | 2458786.417 | 0.0902 | 183.104 | 2925349.257 | 0.0811 | 37.635 | 646761.213 | 0.0912 | 110.733 | 1691839.446 | 0.0926 | 257.861 | 4316883.419 | 0.1056 | 275.238 | 3593699.497 | [5 empty] | 0 |  |  |  | 0 |  | Low Ozone Season Rate | 0.0811 | 0.0811 | 0 |  |  | 0
TX | Decordova | 8063 | CT1 | Hood | 1990-03-01 | 1142 | 89.4 | 32.4033 | -97.6986 | CAIRNOX, CAIRSO2, TRNOX, TRNOXOS, TRSO2G2 | Combustion turbine | Pipeline Natural Gas | Diesel Oil | Water Injection | Electric Utility | [16 empty] | 0.3118 | 9.657 | 61703.2 | 0.313 | 16.053 | 102504.4 | 0.3129 | 8.76 | 55975.7 | 0.3147 | 23 | 146934.7 | 0.3236 | 9.9 | 61439.8 | 3.5 | Water Injection | Low Ozone Season Rate | 0.3118 | 0.3118 | 22.8 |  |  | 22.8
TX | Decordova | 8063 | CT2 | Hood | 1990-03-01 | 1142 | 89.4 | 32.4033 | -97.6986 | CAIRNOX, CAIRSO2, TRNOX, TRNOXOS, TRSO2G2 | Combustion turbine | Pipeline Natural Gas | Diesel Oil | Water Injection | Electric Utility | [16 empty] | 0.3117 | 9.406 | 60099.7 | 0.3155 | 13.938 | 87861.6 | 0.3378 | 7.377 | 46096.1 | 0.3129 | 20.5 | 131172.2 | 0.3216 | 4.6 | 28755 | 3.1 | Water Injection | Low Ozone Season Rate | 0.3117 | 0.3117 | 20.5 |  |  | 20.5
TX | Decordova | 8063 | CT3 | Hood | 1990-03-01 | 1142 | 89.4 | 32.4033 | -97.6986 | TRNOXOS, TRSO2G2, CAIRNOX, CAIRSO2, TRNOX | Combustion turbine | Pipeline Natural Gas | Diesel Oil | Water Injection | Electric Utility | [16 empty] | 0.3122 | 13.072 | 83529 | 0.313 | 14.647 | 93518.4 | 0.3227 | 9.359 | 59562.3 | 0.3153 | 18.9 | 120778.4 | 0.3178 | 4 | 25706.8 | 2.9 | Water Injection | Low Ozone Season Rate | 0.3122 | 0.3122 | 18.7 |  |  | 18.7
TX | Decordova | 8063 | CT4 | Hood | 1990-03-01 | 1142 | 89.4 | 32.4033 | -97.6986 | CAIRNOX, CAIRSO2, TRNOX, TRNOXOS, TRSO2G2 | Combustion turbine | Pipeline Natural Gas | Diesel Oil | Water Injection | Electric Utility | [16 empty] | 0.3118 | 13.706 | 87577.8 | 0.3228 | 18.13 | 115224.9 | 0.3131 | 7.532 | 48128.1 | 0.3173 | 18.9 | 120712 | 0.3151 | 5.2 | 33256 | 2.9 | Water Injection | Low Ozone Season Rate | 0.3118 | 0.3118 | 18.6 |  |  | 18.6
TX | Eagle Mountain | 3489 | 1 | Tarrant | 1954-07-31 | 1554 | 122.5 | 32.9056 | -97.4792 | ARP | Dry bottom wall-fired boiler | Pipeline Natural Gas | Residual Oil | Combustion Modification/Fuel Reburning | Electric Utility | Electric Services | 0.1674 | 74.497 | 616260.422 | 0.1646 | 33.095 | 302042.262 | [20 empty] | 0 |  |  |  | 0 |  | New SNCR | 0.1646 | 0.09876 | 0 |  |  | 0
TX | Eagle Mountain | 3489 | 2 | Tarrant | 1956-12-29 | 1980 | 187.5 | 32.9056 | -97.4792 | ARP | Dry bottom wall-fired boiler | Pipeline Natural Gas | Residual Oil | Combustion Modification/Fuel Reburning<br>Low NOx Burner Technology (Dry Bottom only) | Electric Utility | Electric Services | 0.1329 | 140.692 | 2073031.02 | 0.1112 | 25.635 | 377755.951 | [20 empty] | 0 |  |  |  | 0 |  | New SNCR | 0.1112 | 0.06672 | 0 |  |  | 0
TX | Eagle Mountain | 3489 | 3 | Tarrant | 1971-06-30 | 4830 | 396.1 | 32.9056 | -97.4792 | ARP | Dry bottom wall-fired boiler | Pipeline Natural Gas |  | Low NOx Burner Technology (Dry Bottom only) | Electric Utility | Electric Services | 0.112 | 215.465 | 3137835.091 | 0.1034 | 106.823 | 1529745.058 | 0.0057 | 0.002 | 529.306 | [17 empty] | 0 |  |  |  | 0 |  | Low Ozone Season Rate | 0.0057 | 0.0057 | 0 |  |  | 0
TX | Ennis Power Company, LLC | 55223 | GT-1 | Ellis | 2001-09-22 | 2706 | 285 | 32.3194 | -96.6739 | ARP, CAIRNOX, CAIRSO2, TRNOX, TRNOXOS, TRSO2G2 | Combined cycle | Pipeline Natural Gas |  | Selective Catalytic Reduction | Electric Utility |  | 0.0263 | 53.144 | 4045759.775 | 0.0292 | 71.79 | 5284560.275 | 0.0286 | 64.032 | 4760196.825 | 0.0351 | 82.104 | 5339333.15 | 0.0312 | 86.848 | 6280187.86 | 0.0325 | 81.738 | 5623818.825 | 0.0267 | 87.869 | 6687431.936 | 0.0256 | 77.191 | 6193863.402 | 0.0237 | 77.6 | 6670975.5 | 0.0237 | 82.6 | 7036296.1 | 67.1 | Selective Catalytic Reduction | Existing SCR | 0.0237 | 0.0237 | 77.6 |  |  | 77.6
TX | Exelon Laporte Generating Station | 55365 | GT-1 | Harris | 2001-06-19 | 584 | 59 | 29.702 | -95.071 | ARP, CAIRNOX, CAIRSO2, TRNOX, TRNOXOS, TRSO2G2 | Combustion turbine | Pipeline Natural Gas |  | Dry Low NOx Burners | Electric Utility |  | 0.1293 | 4.014 | 53522.3 | 0.15 | 1.89 | 25208.7 | 0.1498 | 12.097 | 161284.5 | 0.1502 | 17.163 | 228837.3 | 0.1506 | 4.506 | 60089.6 | 0.0342 | 1.836 | 108014.7 | 0.034 | 0.765 | 44975.3 | 0.1112 | 5.025 | 90557.4 | 0.1109 | 11.2 | 201223.4 | 0.3141 | 16.9 | 162971 | 9.4 | Dry Low NOx Burners | Low Ozone Season Rate | 0.034 | 0.034 | 3.4 |  |  | 3.4
TX | Exelon Laporte Generating Station | 55365 | GT-2 | Harris | 2001-06-20 | 584 | 59 | 29.702 | -95.071 | ARP, CAIRNOX, CAIRSO2, TRNOX, TRNOXOS, TRSO2G2 | Combustion turbine | Pipeline Natural Gas |  | Dry Low NOx Burners | Electric Utility |  | 0.1311 | 4.37 | 58259.6 | 0.1502 | 2.338 | 31182 | 0.15 | 17.613 | 234857.6 | 0.1501 | 16.505 | 220080 | 0.1518 | 4.237 | 56483 | 0.037 | 1.843 | 99612 | 0.0368 | 0.863 | 46656.6 | 0.093 | 4.526 | 97287 | 0.093 | 8.8 | 189832.9 | 0.3458 | 19.8 | 165681.4 | 8.9 | Dry Low NOx Burners | Low Ozone Season Rate | 0.0368 | 0.0368 | 3.5 |  |  | 3.5
TX | Exelon Laporte Generating Station | 55365 | GT-3 | Harris | 2001-07-10 | 584 | 59 | 29.702 | -95.071 | ARP, CAIRNOX, CAIRSO2, TRNOX, TRNOXOS, TRSO2G2 | Combustion turbine | Pipeline Natural Gas |  | Dry Low NOx Burners | Electric Utility |  | 0.1279 | 3.69 | 49211.8 | 0.15 | 1.892 | 25225.6 | 0.1499 | 13.226 | 176382.1 | 0.1496 | 16.918 | 225609 | 0.1501 | 4.447 | 59287.6 | 0.034 | 1.305 | 76805.8 | 0.034 | 0.574 | 33763.3 | 0.1111 | 4.101 | 73898.5 | 0.1109 | 6 | 107843.4 | 0.3123 | 16.4 | 158766.3 | 5 | Dry Low NOx Burners | Low Ozone Season Rate | 0.034 | 0.034 | 1.8 |  |  | 1.8
TX | Exelon Laporte Generating Station | 55365 | GT-4 | Harris | 2001-08-04 | 584 | 59 | 29.702 | -95.071 | ARP, CAIRNOX, CAIRSO2, TRNOX, TRNOXOS, TRSO2G2 | Combustion turbine | Pipeline Natural Gas |  | Dry Low NOx Burners | Electric Utility |  | 0.1321 | 4.757 | 63428.9 | 0.1499 | 2.006 | 26752.5 | 0.1496 | 16.119 | 214900.2 | 0.1493 | 18.586 | 247845.5 | 0.1503 | 4.276 | 57018.1 | 0.0281 | 1.06 | 75716.9 | 0.0274 | 0.589 | 42026.9 | 0.095 | 1.998 | 42066.7 | 0.0949 | 9.1 | 192013.8 | 0.3057 | 15.3 | 156552.5 | 9 | Dry Low NOx Burners | Low Ozone Season Rate | 0.0274 | 0.0274 | 2.6 |  |  | 2.6
TX | Fort Phantom Power Station | 4938 | 1 | Jones | 1974-07-01 | 1578 | 156 | 32.5825 | -99.6825 | ARP | Dry bottom wall-fired boiler | Pipeline Natural Gas | Residual Oil |  | Electric Utility | Electric Services | 0.1856 | 97.698 | 744862.8 | 0.1919 | 40.557 | 238023.2 | [20 empty] | 0 |  |  |  | 0 |  | New SNCR | 0.1856 | 0.11136 | 0 |  |  | 0
TX | Fort Phantom Power Station | 4938 | 2 | Jones | 1977-07-12 | 1963 | 207 | 32.5825 | -99.6825 | ARP | Dry bottom wall-fired boiler | Pipeline Natural Gas | Residual Oil |  | Electric Utility | Electric Services | 0.1103 | 109.491 | 1973764.475 | 0.0776 | 72.394 | 1764114.75 | [20 empty] | 0 |  |  |  | 0 |  | Low Ozone Season Rate | 0.0776 | 0.0776 | 0 |  |  | 0
TX | FPLE Forney, LP | 55480 | U1 | Kaufman | 2003-05-01 | 2445 | 169.8 | 32.7563 | -96.4916 | ARP, CAIRNOX, CAIRSO2, TRNOX, TRNOXOS, TRSO2G2 | Combined cycle | Pipeline Natural Gas |  | Dry Low NOx Burners | Electric Utility |  | 0.0596 | 56.029 | 2903485.32 | 0.0482 | 77.069 | 4318924.897 | 0.0536 | 77.837 | 3993105.436 | 0.0361 | 86.977 | 5430725.963 | 0.0392 | 66.287 | 4166034.406 | 0.0407 | 75.551 | 4485860.803 | 0.0431 | 73.282 | 4278538.275 | 0.0382 | 73.728 | 4749848.77 | 0.037 | 75.8 | 4825264 | 0.0374 | 81.5 | 5049513.3 | 53.7 | Dry Low NOx Burners | Low Ozone Season Rate | 0.0361 | 0.0361 | 73.9 |  |  | 73.9
TX | FPLE Forney, LP | 55480 | U2 | Kaufman | 2003-02-01 | 2445 | 169.8 | 32.7563 | -96.4916 | ARP, CAIRNOX, CAIRSO2, TRNOX, TRNOXOS, TRSO2G2 | Combined cycle | Pipeline Natural Gas |  | Dry Low NOx Burners | Electric Utility |  | 0.06 | 57.773 | 2966644.804 | 0.0498 | 84.355 | 4616782.3 | 0.0537 | 84.977 | 4416708.245 | 0.0332 | 83.117 | 5614213.343 | 0.0391 | 69.671 | 4621402.245 | 0.0406 | 83.129 | 4996345.523 | 0.0446 | 59.405 | 3595120.348 | 0.0411 | 54.681 | 3513728.213 | 0.0399 | 85.2 | 5065152.2 | 0.0384 | 81.2 | 5041688.6 | 56.4 | Dry Low NOx Burners | Low Ozone Season Rate | 0.0332 | 0.0332 | 70.9 |  |  | 70.9
TX | FPLE Forney, LP | 55480 | U3 | Kaufman | 2003-02-01 | 2445 | 169.8 | 32.7563 | -96.4916 | ARP, CAIRNOX, CAIRSO2, TRNOX, TRNOXOS, TRSO2G2 | Combined cycle | Pipeline Natural Gas |  | Dry Low NOx Burners | Electric Utility |  | 0.0559 | 52.895 | 2820238.933 | 0.0521 | 81.25 | 4377756.052 | 0.0488 | 71.905 | 4184796.696 | 0.0346 | 86.202 | 5580123.492 | 0.0423 | 76.95 | 4700307.195 | 0.0412 | 69.109 | 4280702.345 | 0.0393 | 64.913 | 4095865.514 | 0.0382 | 74.477 | 4660081.062 | 0.0408 | 87.6 | 5077390.5 | 0.0395 | 81.9 | 4951911.8 | 56.6 | Dry Low NOx Burners | Low Ozone Season Rate | 0.0346 | 0.0346 | 74.3 |  |  | 74.3
TX | FPLE Forney, LP | 55480 | U4 | Kaufman | 2003-05-01 | 2445 | 169.8 | 32.7563 | -96.4916 | ARP, CAIRNOX, CAIRSO2, TRNOX, TRNOXOS, TRSO2G2 | Combined cycle | Pipeline Natural Gas |  | Dry Low NOx Burners | Electric Utility |  | 0.0628 | 23.706 | 1209370.418 | 0.043 | 68.671 | 3940887.303 | 0.0431 | 84.843 | 4765174.83 | 0.0337 | 88.138 | 5593217.76 | 0.0316 | 80.838 | 5563209.985 | 0.0428 | 65.333 | 3864232.695 | 0.0336 | 83.963 | 5270684.648 | 0.0459 | 55.087 | 3294920.43 | 0.0394 | 82.5 | 4965432.3 | 0.0383 | 84.6 | 5058878.6 | 55.3 | Dry Low NOx Burners | Low Ozone Season Rate | 0.0316 | 0.0316 | 66.2 |  |  | 66.2
TX | FPLE Forney, LP | 55480 | U5 | Kaufman | 2003-05-01 | 2445 | 169.8 | 32.7563 | -96.4916 | ARP, CAIRNOX, CAIRSO2, TRNOX, TRNOXOS, TRSO2G2 | Combined cycle | Pipeline Natural Gas |  | Dry Low NOx Burners | Electric Utility |  | 0.0557 | 20.97 | 1108232.875 | 0.0504 | 73.938 | 3912140.361 | 0.0455 | 91.341 | 4927109.589 | 0.0315 | 87.265 | 5757303.98 | 0.0299 | 77.075 | 5521014.807 | 0.046 | 78.23 | 4246728.616 | 0.0347 | 95.183 | 5697798.95 | 0.0503 | 71.185 | 3829489.934 | 0.0364 | 80.7 | 4801968.4 | 0.0347 | 80.6 | 4944401.4 | 53.5 | Dry Low NOx Burners | Low Ozone Season Rate | 0.0299 | 0.0299 | 66.3 |  |  | 66.3
TX | FPLE Forney, LP | 55480 | U6 | Kaufman | 2003-05-01 | 2445 | 169.8 | 32.7563 | -96.4916 | ARP, CAIRNOX, CAIRSO2, TRNOX, TRNOXOS, TRSO2G2 | Combined cycle | Pipeline Natural Gas |  | Dry Low NOx Burners | Electric Utility |  | 0.0499 | 19.888 | 1161732.763 | 0.048 | 72.972 | 4052495.153 | 0.043 | 88.122 | 4849019.286 | 0.0329 | 88.957 | 5669355.547 | 0.0291 | 76.623 | 5649021.738 | 0.0434 | 76.062 | 4458874.358 | 0.0321 | 89.883 | 5829165.851 | 0.0455 | 60.391 | 3644929.627 | 0.0402 | 79.8 | 4810329.7 | 0.0375 | 79 | 4859899.6 | 53.6 | Dry Low NOx Burners | Low Ozone Season Rate | 0.0291 | 0.0291 | 57.8 |  |  | 57.8
TX | Frontera Generation Facility | 55098 | 1 | Hidalgo | 1999-07-03 | 1860 | 172 | 26.208 | -98.3992 | ARP, CAIRNOX, CAIRSO2, TRNOX, TRNOXOS, TRSO2G2 | Combined cycle | Pipeline Natural Gas |  | Dry Low NOx Burners | Electric Utility |  | 0.0393 | 56.261 | 3186125.5 | 0.0454 | 58.212 | 2836533.275 | 0.0451 | 72.817 | 3504756.325 | 0.0503 | 88.979 | 3725087.125 | 0.0448 | 76.481 | 3612890.475 | 0.0433 | 99.477 | 4913742.043 | 0.0427 | 93.657 | 4537747.067 | 0.0404 | 73.659 | 4008060.272 | 0.0401 | 107.8 | 5432237.8 | 0.0348 | 93.7 | 5490212.9 | 79.5 | Dry Low NOx Burners | Low Ozone Season Rate | 0.0348 | 0.0348 | 93.5 |  |  | 93.5
TX | Frontera Generation Facility | 55098 | 2 | Hidalgo | 1999-07-28 | 1860 | 172 | 26.208 | -98.3992 | ARP, CAIRNOX, CAIRSO2, TRNOX, TRNOXOS, TRSO2G2 | Combined cycle | Pipeline Natural Gas |  | Dry Low NOx Burners | Electric Utility |  | 0.0811 | 117.124 | 3090419.05 | 0.0516 | 46.651 | 2018840.425 | 0.0496 | 75.294 | 3391998.675 | 0.0462 | 61.698 | 2820317.675 | 0.0428 | 71.143 | 3653763.175 | 0.0387 | 92.875 | 5144915.312 | 0.0408 | 74.991 | 3980452.241 | 0.038 | 79.446 | 4298398.034 | 0.0355 | 70.4 | 4326444.8 | 0.0327 | 93 | 5829574.4 | 63.3 | Dry Low NOx Burners | Low Ozone Season Rate | 0.0327 | 0.0327 | 64.8 |  |  | 64.8
TX | Gibbons Creek Steam Electric Station | 6136 | 1 | Grimes | 1983-10-01 | 5060 | 453.5 | 30.6167 | -96.0778 | ARP | Tangentially-fired | Coal |  | Low NOx Burner Technology w/ Closed-coupled OFA<br>Low NOx Burner Technology w/ Separated OFA | Electric Utility | Electric Services | 0.1198 | 928.279 | 15400000 | 0.1242 | 953.001 | 15300000 | 0.1358 | 1047.811 | 15400000 | 0.1316 | 1025.902 | 15500000 | 0.1322 | 1042.635 | 15800000 | 0.1235 | 955.159 | 15500000 | 0.1266 | 981.676 | 15500000 | 0.1311 | 1071.994 | 16300000 | 0.1214 | 1077.1 | 17700000 |  |  |  | 95.3 |  | New SCR | 0.1198 | 0.06 | 532.3 |  |  | 532.3
TX | Graham | 3490 | 1 | Young | 1960-12-19 | 2601 | 247.7 | 33.135 | -98.6117 | ARP | Dry bottom wall-fired boiler | Pipeline Natural Gas | Residual Oil | Combustion Modification/Fuel Reburning (Began May 01, 2003) | Electric Utility | Electric Services | 0.1911 | 257.865 | 2569095.979 | 0.1958 | 130.414 | 1064082.208 | 0.1915 | 80.005 | 626846.103 | 0.1851 | 129.518 | 1091132.438 | 0.1748 | 133.391 | 1307141.488 | 0.1716 | 77.009 | 672542.327 | 0.1278 | 53.325 | 667212.829 | 0.1494 | 66.043 | 691873.728 | 0.2206 | 134.7 | 930313.7 | 0.1874 | 66.5 | 565867 | 9.7 |  | New SCR | 0.1278 | 0.06 | 36.6 |  |  | 36.6
TX | Graham | 3490 | 2 | Young | 1969-06-05 | 4970 | 387 | 33.135 | -98.6117 | ARP | Dry bottom wall-fired boiler | Pipeline Natural Gas | Residual Oil | Combustion Modification/Fuel Reburning<br>Overfire Air | Electric Utility | Electric Services | 0.1668 | 333.719 | 3099911.998 | 0.1871 | 304.242 | 2761432.202 | 0.1919 | 255.503 | 2192389.001 | 0.1885 | 339.961 | 3076132.089 | 0.1831 | 426.598 | 4337363.16 | 0.1986 | 336.053 | 2792842.176 | 0.1923 | 349.107 | 3096944.389 | 0.1848 | 286.989 | 2680344.323 | 0.2652 | 323 | 1691120.4 | 0.1693 | 113.7 | 1015301.4 | 9.3 |  | New SCR | 0.1668 | 0.06 | 73.1 |  |  | 73.1
TX | Greens Bayou | 3464 | GBY5 | Harris | 1973-06-16 | 4545 | 446.4 | 29.8208 | -95.2194 | ARP | Tangentially-fired | Pipeline Natural Gas | Residual Oil | Other | Electric Utility | Electric Services | 0.0784 | 120.468 | 2757948.694 | 0.0482 | 35.587 | 1390084.18 | 0.0539 | 49.736 | 1694138.452 | 0.0484 | 65.583 | 2456300.228 | 0.0551 | 38.442 | 1296188.425 | 0.0566 | 36.398 | 1255477.535 | 0.0542 | 48.476 | 1521057.602 | 0.0517 | 50.337 | 1699584.413 | 0.0516 | 81.6 | 2977152.8 | 0.0506 | 32 | 1081172.4 | 17.8 |  | Low Ozone Season Rate | 0.0482 | 0.0482 | 76.2 |  |  | 76.2
TX | Greens Bayou | 3464 | GBY73 | Harris | 1976-12-16 | 1002 | 72 | 29.8208 | -95.2194 | CAIRNOX, CAIRSO2, TRNOX, TRNOXOS, TRSO2G2 | Combustion turbine | Pipeline Natural Gas | Diesel Oil | Water Injection | Electric Utility | [16 empty] | 0.4728 | 18.788 | 76732.8 | 0.146 | 11.089 | 151902.8 | 0.146 | 9.716 | 133096.1 | 0.3004 | 43.8 | 378656 | 0.3802 | 1.4 | 13181.9 | 10.3 | Water Injection | Low Ozone Season Rate | 0.146 | 0.146 | 21.3 |  |  | 21.3
TX | Greens Bayou | 3464 | GBY74 | Harris | 1976-12-16 | 1002 | 72 | 29.8208 | -95.2194 | CAIRNOX, CAIRSO2, TRNOX, TRNOXOS, TRSO2G2 | Combustion turbine | Pipeline Natural Gas | Diesel Oil | Water Injection | Electric Utility | [16 empty] | 0.4779 | 18.845 | 76813.4 | 0.142 | 11.65 | 164077.5 | 0.142 | 11.123 | 156642.9 | 0.3026 | 46.3 | 386782.1 | 0.4071 | 1.5 | 10999.1 | 10.5 | Water Injection | Low Ozone Season Rate | 0.142 | 0.142 | 21.7 |  |  | 21.7
TX | Greens Bayou | 3464 | GBY81 | Harris | 1976-12-16 | 1002 | 72 | 29.8208 | -95.2194 | CAIRNOX, CAIRSO2, TRNOX, TRNOXOS, TRSO2G2 | Combustion turbine | Pipeline Natural Gas | Diesel Oil | Water Injection | Electric Utility | [16 empty] | 0.4983 | 15.393 | 59578.8 | 0.199 | 15.15 | 152263.8 | 0.199 | 16.886 | 169709.1 | 0.323 | 48.6 | 376200.9 | 0.4207 | 1.7 | 13153.9 | 10.2 | Water Injection | Low Ozone Season Rate | 0.199 | 0.199 | 29.9 |  |  | 29.9
TX | Greens Bayou | 3464 | GBY82 | Harris | 1976-12-16 | 1002 | 72 | 29.8208 | -95.2194 | CAIRNOX, CAIRSO2, TRNOX, TRNOXOS, TRSO2G2 | Combustion turbine | Pipeline Natural Gas | Diesel Oil | Water Injection | Electric Utility | [16 empty] | 0.483 | 18.528 | 73807.6 | 0.1881 | 12.854 | 136732.8 | 0.188 | 14.351 | 152654.9 | 0.3205 | 19.3 | 147023.1 |  |  |  | 4 | Water Injection | Low Ozone Season Rate | 0.188 | 0.188 | 11.3 |  |  | 11.3
TX | Greens Bayou | 3464 | GBY83 | Harris | 1976-12-16 | 1002 | 72 | 29.8208 | -95.2194 | CAIRNOX, CAIRSO2, TRNOX, TRNOXOS, TRSO2G2 | Combustion turbine | Pipeline Natural Gas | Diesel Oil | Water Injection | Electric Utility | [16 empty] | 0.4971 | 22.253 | 87023.7 | 0.204 | 17.731 | 173837.5 | 0.204 | 15.313 | 150129.7 | 0.3425 | 56.4 | 403696.3 | 0.4364 | 1.9 | 12907.3 | 11 | Water Injection | Low Ozone Season Rate | 0.204 | 0.204 | 33.6 |  |  | 33.6
TX | Greens Bayou | 3464 | GBY84 | Harris | 1976-12-16 | 1002 | 72 | 29.8208 | -95.2194 | CAIRNOX, CAIRSO2, TRNOX, TRNOXOS, TRSO2G2 | Combustion turbine | Pipeline Natural Gas | Diesel Oil | Water Injection | Electric Utility | [16 empty] | 0.4894 | 20.524 | 81993.7 | 0.171 | 10.826 | 126642.3 | 0.171 | 11.982 | 140169.9 | 0.3084 | 58.7 | 473605.4 | 0.4156 | 1.5 | 11763 | 12.9 | Water Injection | Low Ozone Season Rate | 0.171 | 0.171 | 32.5 |  |  | 32.5
TX | H W Pirkey Power Plant | 7902 | 1 | Harrison | 1984-12-05 | 6821 | 721 | 32.4607 | -94.4852 | ARP | Dry bottom wall-fired boiler | Coal |  | Low NOx Burner Technology (Dry Bottom only)<br>Low NOx Burner Technology w/ Overfire Air | Electric Utility | Electric Services | 0.199 | 2273.812 | 22800000 | 0.1785 | 2105.123 | 23800000 | 0.1848 | 2241.812 | 24900000 | 0.1665 | 1990.354 | 24000000 | 0.1715 | 1944.586 | 22800000 | 0.1798 | 1935.198 | 21700000 | 0.0754 | 267.395 | 7494827.179 | 0.1602 | 1638.558 | 20700000 | 0.1632 | 2034.3 | 25100000 | 0.1669 | 1705.5 | 20400000 | 100.1 |  | New SCR | 0.0754 | 0.06 | 747.9 |  |  | 747.9
TX | Handley Generating Station | 3491 | 2 | Tarrant | 1950-12-31 | 1122 | 74.8 | 32.7278 | -97.2186 | ARP | Dry bottom wall-fired boiler | Pipeline Natural Gas |  | Combustion Modification/Fuel Reburning | Electric Utility | Electric Services | 0.2096 | 156.935 | 1433145.726 | 0.177 | 39.513 | 428778.641 | [20 empty] | 0 |  |  |  | 0 |  | New SNCR | 0.177 | 0.1062 | 0 |  |  | 0
TX | Handley Generating Station | 3491 | 3 | Tarrant | 1963-07-26 | 3888 | 404.8 | 32.7278 | -97.2186 | ARP | Dry bottom wall-fired boiler | Pipeline Natural Gas | Diesel Oil | Combustion Modification/Fuel Reburning | Electric Utility | Electric Services | 0.1092 | 345.33 | 5071042.193 | 0.0084 | 9.484 | 2264945.789 | 0.0083 | 21.034 | 3606284.138 | 0.0115 | 19.408 | 2760111.783 | 0.0117 | 5.11 | 796501.874 | 0.009 | 15.523 | 3038566.659 | 0.0098 | 20.718 | 3636830.477 | 0.0254 | 29.547 | 1928521.331 | 0.0232 | 20.9 | 1413010.7 | 0.0185 | 53.2 | 3955533.8 | 9.9 |  | Low Ozone Season Rate | 0.0083 | 0.0083 | 7.5 |  |  | 7.5
TX | Handley Generating Station | 3491 | 4 | Tarrant | 1976-10-26 | 5500 | 455 | 32.7278 | -97.2186 | ARP | Dry bottom wall-fired boiler | Pipeline Natural Gas | Diesel Oil | Selective Catalytic Reduction (Began Apr 19, 2003) | Electric Utility | Electric Services | 0.0223 | 60.517 | 5178932.449 | 0.0252 | 45.704 | 3707458.283 | 0.01 | 12.541 | 2585030.235 | 0.0101 | 11.639 | 2289194.287 | 0.0101 | 1.953 | 386761.388 | 0.0105 | 4.21 | 830644.871 | 0.0126 | 5.715 | 921799.451 | 0.0145 | 3.699 | 523093.735 | 0.0118 | 14.4 | 2274997.3 | 0.0136 | 9.1 | 1595784.3 | 11.3 | SCR | Existing SCR | 0.01 | 0.01 | 12.2 |  |  | 12.2
TX | Handley Generating Station | 3491 | 5 | Tarrant | 1977-10-24 | 5634 | 455 | 32.7278 | -97.2186 | ARP | Dry bottom wall-fired boiler | Pipeline Natural Gas | Diesel Oil | Selective Catalytic Reduction (Began Apr 17, 2003) | Electric Utility | Electric Services | 0.0252 | 51.409 | 3766866.48 | 0.0244 | 36.908 | 3207084.368 | 0.0116 | 13.796 | 2721848.548 | 0.0123 | 11.552 | 2131281.276 | 0.0121 | 3.764 | 662136.399 | 0.0137 | 3.334 | 553761.055 | 0.0147 | 4.305 | 693213.182 | 0.0143 | 5.305 | 849200.631 | 0.0149 | 15.3 | 2450572.4 | 0.0135 | 11.5 | 1969845.2 | 11.8 | SCR | Existing SCR | 0.0116 | 0.0116 | 11.9 |  |  | 11.9
TX | Handley Generating Station | 3491 | 1A | Tarrant | 1948-04-29 | 372 | 43.7 | 32.7278 | -97.2186 | ARP | Dry bottom wall-fired boiler | Pipeline Natural Gas |  |  | Electric Utility | Electric Services | 0.1342 | 0.953 | 12406.79 | 0.0851 | 0.122 | 2316.019 | [20 empty] | 0 |  |  |  | 0 |  | Low Ozone Season Rate | 0.0851 | 0.0851 | 0 |  |  | 0
TX | Handley Generating Station | 3491 | 1B | Tarrant | 1948-04-29 | 372 | 43.7 | 32.7278 | -97.2186 | ARP | Dry bottom wall-fired boiler | Pipeline Natural Gas |  |  | Electric Utility | Electric Services | 0.1188 | 0.748 | 11895.294 | 0.0812 | 0.117 | 2362.229 | [20 empty] | 0 |  |  |  | 0 |  | Low Ozone Season Rate | 0.0812 | 0.0812 | 0 |  |  | 0
TX | Hardin County Peaking Facility | 56604 | HCCT1 | Hardin | 2001-07-01 | 1110.5 | 86.5 | 30.3039 | -94.2527 | ARP, CAIRNOX, CAIRSO2, TRNOX, TRNOXOS, TRSO2G2 | Combustion turbine | Pipeline Natural Gas |  | Dry Low NOx Burners | Electric Utility | [22 empty] | 0.04 | 4.143 | 257134.527 | 0.0414 | 6 | 387848.4 | 0.0369 | 7.7 | 569049.6 | 9.5 | Dry Low NOx Burners | Low Ozone Season Rate | 0.0369 | 0.0369 | 5.3 |  |  | 5.3
TX | Hardin County Peaking Facility | 56604 | HCCT2 | Hardin | 2001-07-19 | 1110.5 | 86.5 | 30.3039 | -94.2527 | ARP, CAIRNOX, CAIRSO2, TRNOX, TRNOXOS, TRSO2G2 | Combustion turbine | Pipeline Natural Gas |  | Dry Low NOx Burners | Electric Utility | [22 empty] | 0.0352 | 3.726 | 250306.548 | 0.0345 | 5.9 | 423207.9 | 0.038 | 7.4 | 561083.4 | 10.4 | Dry Low NOx Burners | Low Ozone Season Rate | 0.0345 | 0.0345 | 5.9 |  |  | 5.9
TX | Harrington Station | 6193 | 061B | Potter | 1976-07-01 | 4631 | 360 | 35.2972 | -101.7475 | ARP | Tangentially-fired | Coal |  | Overfire Air | Electric Utility | Electric Services | 0.2799 | 2103.892 | 15100000 | 0.2845 | 1566.291 | 11100000 | 0.2956 | 1697.052 | 11400000 | 0.2956 | 1676.167 | 11200000 | 0.2822 | 1668.327 | 11800000 | 0.2349 | 1814.958 | 15400000 | 0.2473 | 1392.777 | 10800000 | 0.2616 | 1200.443 | 8785860.616 | 0.159 | 824.6 | 10400000 | 0.1562 | 635 | 7989501.1 | 61.2 |  | New SCR | 0.1562 | 0.06 | 311.2 |  |  | 311.2
TX | Harrington Station | 6193 | 062B | Potter | 1978-05-01 | 4222 | 360 | 35.2972 | -101.7475 | ARP | Tangentially-fired | Coal | Pipeline Natural Gas | Overfire Air | Electric Utility | Electric Services | 0.3018 | 2068.148 | 13600000 | 0.3064 | 2100.351 | 13600000 | 0.3066 | 1743.258 | 11400000 | 0.3415 | 2066.213 | 12100000 | 0.305 | 1949.265 | 12800000 | 0.2331 | 1434.562 | 12300000 | 0.1439 | 806.354 | 11400000 | 0.1436 | 705.485 | 8896725.982 | 0.1627 | 862.7 | 10700000 | 0.1445 | 848 | 11700000 | 68.8 |  | New SCR | 0.1436 | 0.06 | 318.2 |  |  | 318.2
TX | Harrington Station | 6193 | 063B | Potter | 1980-05-01 | 4397 | 360 | 35.2972 | -101.7475 | ARP | Tangentially-fired | Coal |  | Overfire Air | Electric Utility | Electric Services | 0.3243 | 2066.005 | 12600000 | 0.3285 | 2282.724 | 13800000 | 0.3225 | 2159.807 | 13300000 | 0.3608 | 2102.228 | 11600000 | 0.1427 | 781.727 | 10900000 | 0.1435 | 924.4 | 12900000 | 0.1457 | 832.754 | 11400000 | 0.1562 | 947.592 | 12100000 | 0.1817 | 871.9 | 9618443.4 | 0.1564 | 809.1 | 10500000 | 59.6 |  | New SCR | 0.1427 | 0.06 | 287.9 |  |  | 287.9
TX | Harrison County Power Project | 55664 | GT-1 | Harrison | 2003-07-01 | 2201 | 170 | 32.3958 | -94.4361 | ARP, CAIRNOX, CAIRSO2, TRNOX, TRNOXOS, TRSO2G2 | Combined cycle | Pipeline Natural Gas |  | Dry Low NOx Burners<br>Selective Catalytic Reduction | Electric Utility |  | 0.0275 | 1.197 | 131356.075 | 0.0289 | 15.29 | 1632169.625 | 0.0205 | 0.861 | 111697.75 | 0.0195 | 22.6 | 3581017.406 | 0.0265 | 23.455 | 2944866.122 | 0.0272 | 17.032 | 2006423.93 | 0.0344 | 11.316 | 1149474.528 | 0.0301 | 25.309 | 2852272.119 | 0.037 | 24.1 | 2314254.4 | 0.0379 | 19.5 | 2046774.5 | 28.6 | Dry Low NOx Burners<br>Selective Catalytic Reduction | Existing SCR | 0.0195 | 0.0195 | 12.7 |  |  | 12.7
TX | Harrison County Power Project | 55664 | GT-2 | Harrison | 2003-07-01 | 2260 | 170 | 32.3958 | -94.4361 | ARP, CAIRNOX, CAIRSO2, TRNOX, TRNOXOS, TRSO2G2 | Combined cycle | Pipeline Natural Gas |  | Dry Low NOx Burners<br>Selective Catalytic Reduction | Electric Utility |  | 0.5709 | 77.111 | 264031.725 | 0.0245 | 13.782 | 1767234.7 | 0.0244 | 1.046 | 122250.1 | 0.0217 | 21.257 | 3105988.869 | 0.0244 | 25.081 | 3373356.109 | 0.0258 | 19.158 | 2374541.458 | 0.0321 | 11.916 | 1286953.207 | 0.0307 | 17.908 | 2105417.023 | 0.0363 | 22.3 | 2282469.5 | 0.0361 | 18.6 | 1999968.7 | 27.5 | Dry Low NOx Burners<br>Selective Catalytic Reduction | Existing SCR | 0.0217 | 0.0217 | 13.3 |  |  | 13.3
TX | Hays Energy Project | 55144 | STK1 | Hays | 2001-06-15 | 2140 | 241.7 | 29.7806 | -97.9894 | ARP, CAIRNOX, CAIRSO2, TRNOX, TRNOXOS, TRSO2G2 | Combined cycle | Pipeline Natural Gas |  | Selective Catalytic Reduction | Electric Utility |  | 0.031 | 25.786 | 2803981.625 |  |  |  | 0.0181 | 30.795 | 3981908.625 | 0.0139 | 34.524 | 5093958.594 | 0.0208 | 31.197 | 4342911.82 | 0.0147 | 32.66 | 4940386.363 | 0.0171 | 26.717 | 3931562.818 | 0.0154 | 26.266 | 3994401.66 | 0.0146 | 26.5 | 4111861 | 0.0171 | 18.6 | 3206601.4 | 52.3 | Selective Catalytic Reduction | Existing SCR | 0.0139 | 0.0139 | 25.2 |  |  | 25.2
TX | Hays Energy Project | 55144 | STK2 | Hays | 2001-06-15 | 2140 | 241.7 | 29.7806 | -97.9894 | ARP, CAIRNOX, CAIRSO2, TRNOX, TRNOXOS, TRSO2G2 | Combined cycle | Pipeline Natural Gas |  | Selective Catalytic Reduction | Electric Utility |  | 0.0302 | 22.703 | 2540373.7 |  |  |  | 0.0173 | 31.335 | 4287836.725 | 0.0137 | 34.451 | 5096711.684 | 0.0241 | 30.606 | 3868070.361 | 0.0147 | 31.578 | 4975386.113 | 0.0143 | 25.935 | 3995615.725 | 0.0143 | 23.357 | 4062771.531 | 0.014 | 28.9 | 4540935.7 | 0.0148 | 14.4 | 2500538.6 | 57.8 | Selective Catalytic Reduction | Existing SCR | 0.0137 | 0.0137 | 28.3 |  |  | 28.3
TX | Hays Energy Project | 55144 | STK3 | Hays | 2001-07-01 | 2140 | 252.8 | 29.7806 | -97.9894 | ARP, CAIRNOX, CAIRSO2, TRNOX, TRNOXOS, TRSO2G2 | Combined cycle | Pipeline Natural Gas |  | Selective Catalytic Reduction | Electric Utility |  | 0.0248 | 23.782 | 3316903.975 |  |  |  | 0.0189 | 40.899 | 4542910.725 | 0.0151 | 30.599 | 4212842.387 | 0.0216 | 49.023 | 4834211.983 | 0.0159 | 32.908 | 4883092.924 | 0.0146 | 30.749 | 4746671.723 | 0.0142 | 22.079 | 4423661.082 | 0.0128 | 28.1 | 4614769.8 | 0.0109 | 15.7 | 3131518.5 | 58.7 | Selective Catalytic Reduction | Existing SCR | 0.0109 | 0.0109 | 23.9 |  |  | 23.9
TX | Hays Energy Project | 55144 | STK4 | Hays | 2001-07-01 | 2140 | 252.8 | 29.7806 | -97.9894 | ARP, CAIRNOX, CAIRSO2, TRNOX, TRNOXOS, TRSO2G2 | Combined cycle | Pipeline Natural Gas |  | Selective Catalytic Reduction | Electric Utility |  | 0.0226 | 12.954 | 3182838.7 |  |  |  | 0.014 | 28.607 | 4491822.675 | 0.0128 | 28.747 | 4920438.272 | 0.047 | 114.432 | 4997437.528 | 0.0134 | 33.225 | 5125383.851 | 0.0171 | 32.485 | 4732086.924 | 0.0201 | 30.194 | 4140182.587 | 0.0133 | 27.6 | 4423750.2 | 0.0137 | 20.5 | 3580848.4 | 56.3 | Selective Catalytic Reduction | Existing SCR | 0.0128 | 0.0128 | 26.5 |  |  | 26.5
TX | Holly Street | 3549 | 1 | Travis | 1960-07-01 | 1060 | 100 | 30.2503 | -97.7201 | ARP | Tangentially-fired | Pipeline Natural Gas | Diesel Oil | Combustion Modification/Fuel Reburning | Electric Utility | Electric Services | 0.1288 | 11.248 | 166594.298 | 0.1083 | 1.391 | 25671.849 | [20 empty] | 0 |  |  |  | 0 |  | New SNCR | 0.1083 | 0.06498 | 0 |  |  | 0
TX | Holly Street | 3549 | 2 | Travis | 1963-12-01 | 1060 | 100 | 30.2503 | -97.7201 | ARP | Tangentially-fired | Pipeline Natural Gas | Diesel Oil | Combustion Modification/Fuel Reburning | Electric Utility | Electric Services | 0.1143 | 2.73 | 45407.478 | 0.1222 | 6.226 | 109985.803 | [20 empty] | 0 |  |  |  | 0 |  | New SNCR | 0.1143 | 0.06858 | 0 |  |  | 0
TX | Holly Street | 3549 | 3 | Travis | 1966-06-01 | 1666 | 165 | 30.2503 | -97.7201 | ARP | Dry bottom wall-fired boiler | Pipeline Natural Gas | Diesel Oil | Low NOx Burner Technology (Dry Bottom only) | Electric Utility | Electric Services | 0.0972 | 73.067 | 1463652.591 | 0.1019 | 68.82 | 1354054.667 | 0.1081 | 83.929 | 1547766.785 | 0.1015 | 84.775 | 1772736.827 | 0.0999 | 71.614 | 1423532.276 | [11 empty] | 0 |  |  |  | 0 |  | Low Ozone Season Rate | 0.0972 | 0.0972 | 0 |  |  | 0
TX | Holly Street | 3549 | 4 | Travis | 1974-02-01 | 1960 | 193 | 30.2503 | -97.7201 | ARP | Tangentially-fired | Pipeline Natural Gas | Diesel Oil | Low NOx Burner Technology w/ Closed-coupled OFA | Electric Utility | Electric Services | 0.1156 | 101.984 | 1702128.738 | 0.1085 | 71.129 | 1226904.406 | 0.106 | 93.653 | 1601348.295 | 0.1026 | 104.069 | 1874644.716 | 0.1051 | 78.922 | 1349717.638 | [11 empty] | 0 |  |  |  | 0 |  | New SNCR | 0.1026 | 0.06156 | 0 |  |  | 0
TX | J K Spruce | 7097 | **1 | Bexar | 1992-12-10 | 6099.6 | 566 | 29.3091 | -98.3205 | ARP | Tangentially-fired | Coal |  | Low NOx Burner Technology w/ Closed-coupled OFA | Electric Utility | Electric Services | 0.179 | 1990.265 | 22200000 | 0.168 | 1876.754 | 22300000 | 0.1631 | 1796.792 | 22000000 | 0.173 | 1741.294 | 19800000 | 0.1259 | 1425.265 | 22500000 | 0.127 | 1331.606 | 20900000 | 0.123 | 1064.359 | 17000000 | 0.1168 | 1222.409 | 20700000 | 0.1351 | 1377 | 20300000 | 0.1232 | 1157.2 | 19300000 | 90.5 |  | New SCR | 0.1168 | 0.06 | 611.5 |  |  | 611.5
TX | J K Spruce | 7097 | **2 | Bexar | 2009-11-22 | 9727.9 | 878 | 29.3091 | -98.3205 | ARP, CAIRNOX, CAIRSO2 | Tangentially-fired | Coal |  | Selective Catalytic Reduction | Electric Utility | Electric Services | [21 empty] | 0.0415 | 454.907 | 22200000 | 0.0392 | 464.5 | 24000000 | 0.0395 | 471.3 | 24200000 | 67.1 | SCR | Existing SCR | 0.0392 | 0.0392 | 464.5 |  |  | 464.5
TX | J L Bates | 3438 | 1 | Hidalgo | 1958-06-01 | 837 | 75 | 26.2222 | -98.3944 | ARP | Dry bottom wall-fired boiler | Pipeline Natural Gas | Diesel Oil |  | Electric Utility | Electric Services | 0.5043 | 632.709 | 2182705.9 | 0.3009 | 331.29 | 1931442.425 | 0.1962 | 155.584 | 1434849.35 | [17 empty] | 0 |  |  |  | 0 |  | New SNCR | 0.1962 | 0.11772 | 0 |  |  | 0
TX | J L Bates | 3438 | 2 | Hidalgo | 1960-05-01 | 1033 | 113.7 | 26.2222 | -98.3944 | ARP | Dry bottom wall-fired boiler | Pipeline Natural Gas | Diesel Oil |  | Electric Utility | Electric Services | 0.1917 | 99.949 | 861797.875 | 0.2404 | 266.998 | 1825909.925 | 0.1721 | 17.304 | 126803.1 | [17 empty] | 0 |  |  |  | 0 |  | New SNCR | 0.1721 | 0.10326 | 0 |  |  | 0
TX | J T Deely | 6181 | 1 | Bexar | 1977-08-08 | 5161.8 | 486 | 29.3072 | -98.3228 | ARP | Tangentially-fired | Coal | Residual Oil | Low NOx Burner Technology w/ Closed-coupled OFA (Retired Apr 21, 2003)<br>Low NOx Burner Technology w/ Closed-coupled/Separated OFA (Began Apr 22, 2003) | Electric Utility | Electric Services | 0.1516 | 1203.915 | 16000000 | 0.1458 | 1145.455 | 15700000 | 0.1303 | 1071.027 | 16300000 | 0.1278 | 1044.23 | 16300000 | 0.1297 | 1079.841 | 16500000 | 0.1386 | 1141.082 | 16500000 | 0.1447 | 978.647 | 13500000 | 0.1351 | 975.228 | 14400000 | 0.1024 | 727.7 | 14200000 | 0.0853 | 384 | 9259366.1 | 74.9 |  | New SCR | 0.0853 | 0.06 | 426.4 | Shutdown | Gas Combined Cycle Replacement | 67.5 | 660.3
TX | J T Deely | 6181 | 2 | Bexar | 1978-08-01 | 5161.8 | 446 | 29.3072 | -98.3228 | ARP | Tangentially-fired | Coal | Residual Oil | Low NOx Burner Technology w/ Closed-coupled OFA | Electric Utility | Electric Services | 0.1516 | 1184.938 | 15700000 | 0.1458 | 1123.113 | 15400000 | 0.1304 | 946.372 | 14500000 | 0.1277 | 1034.296 | 16200000 | 0.1293 | 1046.984 | 16300000 | 0.1373 | 938.945 | 13700000 | 0.1442 | 959.412 | 13200000 | 0.1352 | 983.899 | 14500000 | 0.1026 | 703 | 13800000 | 0.0794 | 393.2 | 10500000 | 73 |  | New SCR | 0.0794 | 0.06 | 411.1 | Shutdown | Gas Combined Cycle Replacement | 65.6 | 637.4
TX | Jack County Generation Facility | 55230 | CT-1 | Jack | 2005-10-01 | 2981 | 170 | 33.101 | -97.9574 | ARP, CAIRNOX, CAIRSO2, TRNOX, TRNOXOS, TRSO2G2 | Combined cycle | Pipeline Natural Gas |  | Dry Low NOx Burners<br>Ammonia Injection<br>Selective Catalytic Reduction | Electric Utility | [10 empty] | 0.0223 | 39.008 | 4684135.842 | 0.0163 | 42.079 | 5927692.885 | 0.0178 | 27.8 | 3545730.919 | 0.0182 | 42.363 | 5770337.768 | 0.0182 | 46.5 | 5741113.96 | 0.0163 | 44.4 | 5565659.4 | 0.0161 | 41.2 | 5212112.9 | 50.8 | Dry Low NOx Burners<br>Ammonia Injection<br>Selective Catalytic Reduction | Existing SCR | 0.0161 | 0.0161 | 43.9 |  |  | 43.9
TX | Jack County Generation Facility | 55230 | CT-2 | Jack | 2005-10-01 | 2981 | 170 | 33.101 | -97.9574 | ARP, CAIRNOX, CAIRSO2, TRNOX, TRNOXOS, TRSO2G2 | Combined cycle | Pipeline Natural Gas |  | Dry Low NOx Burners<br>Ammonia Injection<br>Selective Catalytic Reduction | Electric Utility | [10 empty] | 0.0244 | 54.314 | 6001627.649 | 0.0164 | 42.219 | 5805500.74 | 0.0168 | 45.961 | 5901310.693 | 0.019 | 46.52 | 5966386.431 | 0.0224 | 52.423 | 5888549.101 | 0.0161 | 43.8 | 5573084.1 | 0.0175 | 45.7 | 5396591.2 | 50.9 | Dry Low NOx Burners<br>Ammonia Injection<br>Selective Catalytic Reduction | Existing SCR | 0.0161 | 0.0161 | 43.8 |  |  | 43.8
TX | Jack County Generation Facility | 55230 | CT-3 | Jack | 2011-03-16 | 2365 | 170 | 33.101 | -97.9574 | ARP, CAIRNOX, CAIRSO2, TRNOX, TRNOXOS, TRSO2G2 | Combined cycle | Pipeline Natural Gas |  | Dry Low NOx Burners<br>Ammonia Injection<br>Selective Catalytic Reduction | Electric Utility | [25 empty] | 0.0307 | 31.9 | 2411256.3 | 0.0066 | 16.8 | 5526556.7 | 27.8 | Dry Low NOx Burners<br>Ammonia Injection<br>Selective Catalytic Reduction | Existing SCR | 0.0066 | 0.0066 | 6.9 |  |  | 6.9
TX | Jack County Generation Facility | 55230 | CT-4 | Jack | 2011-03-15 | 2365 | 170 | 33.101 | -97.9574 | ARP, CAIRNOX, CAIRSO2, TRNOX, TRNOXOS, TRSO2G2 | Combined cycle | Pipeline Natural Gas |  | Dry Low NOx Burners<br>Ammonia Injection<br>Selective Catalytic Reduction | Electric Utility | [25 empty] | 0.0077 | 6.5 | 2327001.9 | 0.0064 | 16.1 | 5386153.9 | 26.8 | Dry Low NOx Burners<br>Ammonia Injection<br>Selective Catalytic Reduction | Existing SCR | 0.0064 | 0.0064 | 5.4 |  |  | 5.4
TX | Johnson County Generation Facility | 54817 | EAST | Johnson | 1996-08-19 | 2500 | 178.2 | 32.3994 | -97.4078 | ARP, CAIRNOX, CAIRSO2, TRNOX, TRNOXOS, TRSO2G2 | Combined cycle | Pipeline Natural Gas | Diesel Oil | Selective Catalytic Reduction | Electric Utility |  | 0.0311 | 93.328 | 6121708.725 | 0.0309 | 91.977 | 6018587.075 | 0.28 | 0.13 | 883.3 | 0.0756 | 30.132 | 1146309.525 | 0.0327 | 83.393 | 5145007.055 | 0.0313 | 74.087 | 4783643.536 | 0.0332 | 86.333 | 5210396.019 | 0.0326 | 85.032 | 5244966.76 | 0.0353 | 74.8 | 4514746.8 | 0.0349 | 62.7 | 3981870.1 | 49.2 | Selective Catalytic Reduction | Existing SCR | 0.0309 | 0.0309 | 65.5 |  |  | 65.5
TX | Jones Station | 3482 | 151B | Lubbock | 1971-07-01 | 3053 | 247.5 | 33.5239 | -101.7392 | ARP | Tangentially-fired | Pipeline Natural Gas | Diesel Oil |  | Electric Utility | Electric Services | 0.1635 | 478.394 | 5073768.4 | 0.1113 | 287.372 | 5155017.707 | 0.1106 | 352.06 | 6239357.561 | 0.113 | 351.748 | 5785829.688 | 0.1094 | 246.922 | 4367221.162 | 0.101 | 206.282 | 3933615.714 | 0.1076 | 301.826 | 5122268.251 | 0.1082 | 210.258 | 3614024.199 | 0.1126 | 316.4 | 5289397.2 | 0.1096 | 303.4 | 5004961.3 | 47.2 |  | New SCR | 0.101 | 0.06 | 168.6 |  |  | 168.6
TX | Jones Station | 3482 | 152B | Lubbock | 1974-06-01 | 2611 | 247.5 | 33.5239 | -101.7392 | ARP | Tangentially-fired | Pipeline Natural Gas | Diesel Oil, Other Oil |  | Electric Utility | Electric Services | 0.1135 | 306.172 | 5493576.424 | 0.0938 | 256.209 | 5437048.08 | 0.0931 | 282.607 | 6043568.388 | 0.087 | 261.015 | 5775804.043 | 0.0826 | 188.043 | 4460395.026 | 0.0736 | 131.177 | 3482552.529 | 0.0797 | 193.181 | 4642327.018 | 0.08 | 210.985 | 5200020.665 | 0.0881 | 221.8 | 4881729.9 | 0.0861 | 188.6 | 4185746.6 | 50.9 |  | Low Ozone Season Rate | 0.0736 | 0.0736 | 185.3 |  |  | 185.3
TX | Jones Station | 3482 | 153T | Lubbock | 2011-06-18 | 2099 | 182.7 | 33.5239 | -101.7392 | ARP, CAIRNOX, CAIRSO2, TRNOX, TRNOXOS, TRSO2G2 | Combustion turbine | Pipeline Natural Gas |  |  | Electric Utility | [28 empty] | 0.0242 | 14 | 1038524.9 | 0 |  | Low Ozone Season Rate | 0.0242 | 0.0242 | 0 |  |  | 0
TX | Knox Lee Power Plant | 3476 | 2 | Gregg | 1950-11-01 | 411 | 38 | 32.3766 | -94.6415 | ARP | Dry bottom wall-fired boiler | Pipeline Natural Gas |  |  | Electric Utility | Electric Services |  |  |  | 0.1507 | 0.133 | 1526.324 | 0.117 | 4.085 | 67387.774 | 0.0756 | 5.11 | 129967.009 | 0.0777 | 1.778 | 42117.732 | 0.0747 | 1.168 | 30613.458 | 0.0794 | 0.36 | 8160.416 | 0.0763 | 2.456 | 62190.254 | 0.1185 | 12.7 | 215134.4 | 0.1186 | 11.8 | 199827.1 | 14.3 |  | Low Ozone Season Rate | 0.0747 | 0.0747 | 8 |  |  | 8
TX | Knox Lee Power Plant | 3476 | 3 | Gregg | 1952-05-01 | 411 | 38 | 32.3766 | -94.6415 | ARP | Dry bottom wall-fired boiler | Pipeline Natural Gas |  |  | Electric Utility | Electric Services |  |  |  | 0.1618 | 0.128 | 1396.067 | 0.1499 | 8.539 | 111545.12 | 0.1177 | 10.563 | 178662.56 | 0.1184 | 1.171 | 19509.953 | 0.1177 | 2.511 | 42464.469 | 0.1193 | 0.2 | 3197.306 | 0.1234 | 4.256 | 68659.766 | 0.1171 | 16.6 | 282611.1 | 0.117 | 13.4 | 229222.9 | 18.7 |  | New SNCR | 0.117 | 0.0702 | 9.9 |  |  | 9.9
TX | Knox Lee Power Plant | 3476 | 4 | Gregg | 1956-02-01 | 848 | 74 | 32.3766 | -94.6415 | ARP | Dry bottom wall-fired boiler | Pipeline Natural Gas |  |  | Electric Utility | Electric Services | 0.2729 | 18.345 | 105677.975 | 0.1379 | 10.245 | 58216.804 | 0.1785 | 43.629 | 237151.525 | 0.2693 | 26.344 | 121756.402 | 0.1365 | 18.383 | 119903.347 | 0.1138 | 12.936 | 110393.658 | 0.1154 | 8.337 | 54438.054 | 0.1548 | 6.881 | 51828.124 | 0.2394 | 93.2 | 739746.6 | 0.2272 | 61.2 | 508506.2 | 23.8 |  | New SNCR | 0.1138 | 0.06828 | 26.6 |  |  | 26.6
TX | Knox Lee Power Plant | 3476 | 5 | Gregg | 1974-04-25 | 3368 | 351 | 32.3766 | -94.6415 | ARP | Tangentially-fired | Pipeline Natural Gas | Residual Oil |  | Electric Utility | Electric Services | 0.1152 | 291.352 | 4046276.05 | 0.1005 | 151.384 | 2425380.385 | 0.1271 | 338.834 | 4002692.037 | 0.1186 | 233.154 | 3014927.848 | 0.1011 | 103.8 | 1535736.977 | 0.1103 | 156.826 | 1998661.197 | 0.1372 | 175.996 | 1769261.956 | 0.1222 | 169.77 | 2172364.55 | 0.1373 | 300.1 | 3215121.7 | 0.1246 | 257.6 | 3133488.2 | 26 |  | New SCR | 0.1005 | 0.06 | 131.1 |  |  | 131.1
TX | La Palma | 3442 | 7 | Cameron | 1970-06-30 | 1435 | 163.2 | 26.1421 | -97.6411 | ARP | Dry bottom wall-fired boiler | Pipeline Natural Gas | Diesel Oil |  | Electric Utility | Electric Services | 0.2257 | 532.423 | 4437386.075 | 0.2038 | 428.77 | 3821922.05 | 0.2231 | 517.149 | 4269184.9 | 0.2645 | 278.584 | 2059201.025 | [14 empty] | 0 |  |  |  | 0 |  | New SNCR | 0.2038 | 0.12228 | 0 |  |  | 0
TX | Lake Creek | 3502 | 1 | McLennan | 1953-04-25 | 1176 | 79.6 | 31.4647 | -96.985 | ARP | Dry bottom wall-fired boiler | Pipeline Natural Gas | Diesel Oil |  | Electric Utility | Electric Services | 0.1693 | 6.81 | 53918.312 | [6 empty] | 0.1526 | 14.734 | 126373.698 | 0.129 | 5.256 | 50520.594 | 0.1111 | 4.607 | 49064.42 | 0.0769 | 4.174 | 87826.059 | [5 empty] | 0 |  |  |  | 0 |  | Low Ozone Season Rate | 0.0769 | 0.0769 | 0 |  |  | 0
TX | Lake Creek | 3502 | 2 | McLennan | 1959-07-09 | 3042 | 236 | 31.4647 | -96.985 | ARP | Dry bottom wall-fired boiler | Pipeline Natural Gas | Diesel Oil | Combustion Modification/Fuel Reburning | Electric Utility | Electric Services | 0.1473 | 81.726 | 742090.93 | 0.1622 | 89.64 | 736879.847 | 0.1506 | 88.837 | 724018.324 | 0.1673 | 127.869 | 1031544.976 | 0.1511 | 66.402 | 561207.692 | 0.1747 | 99.239 | 806586.974 | 0.1264 | 46.419 | 504621.005 | [5 empty] | 0 |  |  |  | 0 |  | New SCR | 0.1264 | 0.06 | 0 |  |  | 0
TX | Lake Hubbard | 3452 | 1 | Dallas | 1970-06-18 | 4620 | 396.5 | 32.8364 | -96.5464 | ARP | Dry bottom wall-fired boiler | Pipeline Natural Gas | Diesel Oil | Combustion Modification/Fuel Reburning | Electric Utility | Electric Services | 0.1148 | 150.479 | 2160443.475 | 0.1065 | 94.841 | 1450381.397 | 0.1029 | 92.694 | 1496561.517 | 0.101 | 103.716 | 1670248.686 | 0.1025 | 79.791 | 1257976.338 | 0.1164 | 123.819 | 1760379.263 | 0.0995 | 56.478 | 912619.417 | 0.1091 | 39.965 | 570818.92 | 0.1194 | 93.2 | 1339694 | 0.1153 | 40.7 | 605515.1 | 7.9 |  | Low Ozone Season Rate | 0.0995 | 0.0995 | 77.7 |  |  | 77.7
TX | Lake Hubbard | 3452 | 2 | Dallas | 1973-11-20 | 5598 | 531 | 32.8364 | -96.5464 | ARP | Dry bottom wall-fired boiler | Pipeline Natural Gas | Diesel Oil | Selective Catalytic Reduction<br>Low NOx Burner Technology w/ Overfire Air | Electric Utility | Electric Services | 0.0106 | 39.912 | 8122191.535 | 0.0109 | 13.506 | 2967709.836 | 0.0101 | 15.112 | 3386662.206 | 0.0095 | 13.984 | 3033420.805 | 0.0114 | 17.047 | 3142040.541 | 0.0105 | 22.151 | 4441500.44 | 0.01 | 14.152 | 2906618.708 | 0.0121 | 10.919 | 2132753.81 | 0.0098 | 19.1 | 4077280.3 | 0.0134 | 7.5 | 1114403.3 | 19.8 | SCR | Existing SCR | 0.0095 | 0.0095 | 18.5 |  |  | 18.5
TX | Lamar Power (Paris) | 55097 | 1 | Lamar | 2000-05-01 | 1900 | 171.7 | 33.6314 | -95.589 | ARP, CAIRNOX, CAIRSO2, TRNOX, TRNOXOS, TRSO2G2 | Combined cycle | Pipeline Natural Gas |  | Dry Low NOx Burners | Electric Utility |  | 0.038 | 54.885 | 3520413.325 | 0.036 | 61.694 | 4006098.225 | 0.0667 | 75.207 | 3820300.547 | 0.0462 | 77.243 | 4625971.111 | 0.0383 | 53.827 | 3717694.979 | 0.0329 | 58.537 | 4072330.828 | 0.0305 | 78.358 | 5273045.502 | 0.0403 | 55.116 | 3478704.027 | 0.0396 | 73.5 | 4357847.5 | 0.0327 | 67.4 | 4526579.8 | 62.5 | Dry Low NOx Burners | Low Ozone Season Rate | 0.0305 | 0.0305 | 56.6 |  |  | 56.6
TX | Lamar Power (Paris) | 55097 | 2 | Lamar | 2000-05-01 | 1900 | 176 | 33.6314 | -95.589 | ARP, CAIRNOX, CAIRSO2, TRNOX, TRNOXOS, TRSO2G2 | Combined cycle | Pipeline Natural Gas |  | Dry Low NOx Burners | Electric Utility |  | 0.0355 | 55.187 | 3745398.775 | 0.0328 | 55.265 | 3834355.7 | 0.0616 | 65.36 | 3658304.782 | 0.0517 | 87.918 | 4710490.341 | 0.0423 | 62.102 | 4041829.034 | 0.0321 | 59.392 | 4101885.939 | 0.0293 | 72.709 | 5173270.362 | 0.0334 | 40.114 | 2973226.245 | 0.0353 | 62.7 | 3952455.1 | 0.0344 | 63.9 | 4045786.2 | 56.7 | Dry Low NOx Burners | Low Ozone Season Rate | 0.0293 | 0.0293 | 52 |  |  | 52
TX | Lamar Power (Paris) | 55097 | 3 | Lamar | 2000-12-01 | 1900 | 176 | 33.6314 | -95.589 | ARP, CAIRNOX, CAIRSO2, TRNOX, TRNOXOS, TRSO2G2 | Combined cycle | Pipeline Natural Gas |  | Dry Low NOx Burners | Electric Utility |  | 0.0389 | 50.902 | 3208426.375 | 0.0349 | 56.583 | 3849119.275 | 0.0577 | 64.857 | 3709761.803 | 0.0401 | 70.551 | 4387911.327 | 0.0365 | 70.925 | 4632844.386 | 0.0359 | 64.567 | 4006278.712 | 0.0339 | 74.231 | 4620215.393 | 0.0437 | 49.281 | 2873127.669 | 0.0346 | 53.4 | 3678582.1 | 0.0342 | 61.7 | 3952696.4 | 52.7 | Dry Low NOx Burners | Low Ozone Season Rate | 0.0339 | 0.0339 | 52.3 |  |  | 52.3
TX | Lamar Power (Paris) | 55097 | 4 | Lamar | 2000-12-01 | 1900 | 176 | 33.6314 | -95.589 | ARP, CAIRNOX, CAIRSO2, TRNOX, TRNOXOS, TRSO2G2 | Combined cycle | Pipeline Natural Gas |  | Dry Low NOx Burners | Electric Utility |  | 0.0366 | 59.026 | 3835423.125 | 0.0357 | 58.046 | 3866159.475 | 0.0677 | 81.667 | 4061695.813 | 0.0413 | 77.771 | 4536227.397 | 0.0396 | 73.477 | 4590030.271 | 0.0349 | 64.985 | 4034816.111 | 0.0314 | 69.87 | 4730262.393 | 0.0375 | 43.158 | 2867377.57 | 0.0411 | 64.8 | 3815169.9 | 0.0369 | 64.9 | 4084851.7 | 54.7 | Dry Low NOx Burners | Low Ozone Season Rate | 0.0314 | 0.0314 | 49.5 |  |  | 49.5
TX | Laredo | 3439 | 1 | Webb | 1951-05-01 | 395 | 34.5 | 27.5667 | -99.5083 | ARP | Dry bottom wall-fired boiler | Pipeline Natural Gas | Diesel Oil |  | Electric Utility | Electric Services | 0.2497 | 116.511 | 857046.875 | 0.5718 | 223.59 | 753415.2 | 0.2301 | 117.408 | 930180.275 | 0.2401 | 145.248 | 1146876.775 | 0.2163 | 100.246 | 874698.225 | 0.2448 | 41.105 | 313725.352 | [8 empty] | 0 |  |  |  | 0 |  | New SNCR | 0.2163 | 0.12978 | 0 |  |  | 0
TX | Laredo | 3439 | 2 | Webb | 1955-05-01 | 413 | 37.5 | 27.5667 | -99.5083 | ARP | Dry bottom wall-fired boiler | Pipeline Natural Gas | Diesel Oil |  | Electric Utility | Electric Services | 0.2752 | 114.605 | 747555.5 | 0.3539 | 189.155 | 991018.025 | 0.3095 | 151.16 | 875428.25 | 0.3148 | 189.754 | 1133268.9 | 0.2786 | 113.978 | 759020.6 | 0.3022 | 74.476 | 457670.874 | [8 empty] | 0 |  |  |  | 0 |  | New SNCR | 0.2752 | 0.16512 | 0 |  |  | 0
TX | Laredo | 3439 | 3 | Webb | 1975-08-01 | 1113 | 115.2 | 27.5667 | -99.5083 | ARP | Dry bottom wall-fired boiler | Pipeline Natural Gas | Diesel Oil |  | Electric Utility | Electric Services | 0.1225 | 189.485 | 3103169.875 | 0.1238 | 199.093 | 3212114.125 | 0.153 | 249.383 | 3087373.825 | 0.1135 | 178.366 | 3127372.45 | 0.1167 | 180.848 | 3107212.225 | 0.1106 | 100.318 | 1803084.13 | [8 empty] | 0 |  |  |  | 0 |  | New SNCR | 0.1106 | 0.06636 | 0 |  |  | 0
TX | Laredo | 3439 | 4 | Webb | 2008-06-26 | 1006.3 | 131.8 | 27.5667 | -99.5083 | ARP, CAIRNOX, CAIRSO2, TRNOX, TRNOXOS, TRSO2G2 | Combustion turbine | Pipeline Natural Gas |  | Water Injection<br>Selective Catalytic Reduction | Electric Utility | [19 empty] | 0.0135 | 6.665 | 1119465.972 | 0.0168 | 1.791 | 317320.948 | 0.015 | 2.5 | 423503.5 | 0.0148 | 4.5 | 829841.5 | 11.5 | Water Injection<br>Selective Catalytic Reduction | Existing SCR | 0.0135 | 0.0135 | 2.2 |  |  | 2.2
TX | Laredo | 3439 | 5 | Webb | 2008-07-25 | 947.1 | 131.8 | 27.5667 | -99.5083 | ARP, CAIRNOX, CAIRSO2, TRNOX, TRNOXOS, TRSO2G2 | Combustion turbine | Pipeline Natural Gas |  | Water Injection<br>Selective Catalytic Reduction | Electric Utility | [19 empty] | 0.0164 | 6.987 | 1103390.863 | 0.0194 | 1.493 | 260769.285 | 0.0182 | 1.2 | 217410.6 | 0.0192 | 2.1 | 345991.4 | 6.3 | Water Injection<br>Selective Catalytic Reduction | Existing SCR | 0.0164 | 0.0164 | 1.1 |  |  | 1.1
TX | Leon Creek | 3609 | 3 | Bexar | 1953-05-01 | 832 | 75 | 29.3511 | -98.5753 | ARP | Dry bottom wall-fired boiler | Pipeline Natural Gas |  |  | Electric Utility | Electric Services | 0.145 | 0.011 | 151.5 |  |  |  | 0.1719 | 3.356 | 26849.875 | 0.1206 | 3.984 | 51986.95 | 0.1155 | 0.803 | 11595.125 | 0.1196 | 6.284 | 80050.3 | 0.1142 | 3.079 | 38361.1 | [5 empty] | 0 |  |  |  | 0 |  | New SNCR | 0.1142 | 0.06852 | 0 |  |  | 0
TX | Leon Creek | 3609 | 4 | Bexar | 1959-05-01 | 1108 | 113.7 | 29.3511 | -98.5753 | ARP | Dry bottom wall-fired boiler | Pipeline Natural Gas |  |  | Electric Utility | Electric Services | 0.182 | 0 | 0.25 | [9 empty] | 1.26 | 18.476 | 29327.675 | 0.3521 | 35.898 | 195993.55 | 0.1834 | 13.09 | 100717.05 | [5 empty] | 0 |  |  |  | 0 |  | New SNCR | 0.182 | 0.1092 | 0 |  |  | 0
TX | Leon Creek | 3609 | CGT1 | Bexar | 2004-05-15 | 530 | 57.4 | 29.3511 | -98.5753 | ARP, CAIRNOX, CAIRSO2, TRNOX, TRNOXOS, TRSO2G2 | Combustion turbine | Pipeline Natural Gas |  | Selective Catalytic Reduction | Electric Utility |  |  |  |  | 0.0282 | 3.369 | 343757.95 | 0.0255 | 2.742 | 353162.7 | 0.0361 | 1.747 | 181569.55 | 0.0365 | 1.6 | 159840.6 | 0.0323 | 2.35 | 255444.075 | 0.0307 | 1.537 | 164627.85 | 0.0341 | 0.947 | 92484.2 | 0.0293 | 2 | 220553.7 | 0.0277 | 1 | 107758.9 | 11.3 | Selective Catalytic Reduction | Existing SCR | 0.0255 | 0.0255 | 1.7 |  |  | 1.7
TX | Leon Creek | 3609 | CGT2 | Bexar | 2004-05-15 | 498.5 | 57.4 | 29.3511 | -98.5753 | ARP, TRNOXOS, TRSO2G2, CAIRNOX, CAIRSO2, TRNOX | Combustion turbine | Pipeline Natural Gas |  | Selective Catalytic Reduction | Electric Utility |  |  |  |  | 0.0269 | 3.44 | 356400.05 | 0.0242 | 2.738 | 375481.55 | 0.0369 | 1.848 | 197386.125 | 0.0362 | 1.603 | 169504.075 | 0.0343 | 2.565 | 274206.575 | 0.0317 | 1.756 | 194708.275 | 0.0944 | 0.006 | 174.35 | 0.0275 | 2.6 | 307288.2 | 0.0243 | 1.1 | 130563.1 | 16.8 | Selective Catalytic Reduction | Existing SCR | 0.0242 | 0.0242 | 2.3 |  |  | 2.3
TX | Leon Creek | 3609 | CGT3 | Bexar | 2004-05-15 | 498.5 | 57.4 | 29.3511 | -98.5753 | ARP, CAIRNOX, CAIRSO2, TRNOX, TRNOXOS, TRSO2G2 | Combustion turbine | Pipeline Natural Gas |  | Selective Catalytic Reduction | Electric Utility |  |  |  |  | 0.0261 | 3.198 | 340377.1 | 0.0236 | 2.569 | 351773.15 | 0.0402 | 1.86 | 193178.8 | 0.0437 | 1.787 | 160684.375 | 0.0339 | 1.877 | 191957.125 | 0.0318 | 1.564 | 177042.55 | 0.0331 | 1.103 | 103627 | 0.0314 | 2.9 | 300861.5 | 0.0356 | 1.1 | 109779.4 | 16.4 | Selective Catalytic Reduction | Existing SCR | 0.0236 | 0.0236 | 2.2 |  |  | 2.2
TX | Leon Creek | 3609 | CGT4 | Bexar | 2004-05-15 | 498.5 | 57.4 | 29.3511 | -98.5753 | ARP, CAIRNOX, CAIRSO2, TRNOX, TRNOXOS, TRSO2G2 | Combustion turbine | Pipeline Natural Gas |  | Selective Catalytic Reduction | Electric Utility |  |  |  |  | 0.0287 | 3.105 | 324199.925 | 0.0226 | 2.626 | 357704.15 | 0.0336 | 1.611 | 189276.025 | 0.034 | 1.487 | 162276.85 | 0.0312 | 1.999 | 221230.125 | 0.0287 | 2.288 | 279253.275 | 0.0293 | 1.143 | 118859.175 | 0.0297 | 2.6 | 309693.6 | 0.0336 | 1.2 | 118253.9 | 16.9 | Selective Catalytic Reduction | Existing SCR | 0.0226 | 0.0226 | 2 |  |  | 2
TX | Lewis Creek | 3457 | 1 | Montgomery | 1970-12-14 | 2690 | 271.4 | 30.4364 | -95.5215 | ARP | Dry bottom wall-fired boiler | Pipeline Natural Gas |  | Selective Catalytic Reduction | Electric Utility | Electric Services | 0.0271 | 69.406 | 5015931.1 | 0.0362 | 75.934 | 4720820.273 | 0.0239 | 66.233 | 5543661.087 | 0.0203 | 49.035 | 4886126.601 | 0.026 | 58.735 | 4681578.426 | 0.0231 | 61.173 | 5531102.776 | 0.0195 | 55.571 | 5901161.01 | 0.0194 | 54.658 | 5752922.436 | 0.0145 | 44.2 | 6177388.7 | 0.0208 | 40 | 3940677 | 62.5 | SCR | Existing SCR | 0.0145 | 0.0145 | 44.2 |  |  | 44.2
TX | Lewis Creek | 3457 | 2 | Montgomery | 1971-05-11 | 3050 | 271.4 | 30.4364 | -95.5215 | ARP | Dry bottom wall-fired boiler | Pipeline Natural Gas |  | Selective Catalytic Reduction (Began Mar 30, 2003) | Electric Utility | Electric Services | 0.0316 | 89.458 | 5556559.5 | 0.0264 | 60.222 | 4836625.307 | 0.0234 | 69.24 | 5847418.494 | 0.0206 | 53.214 | 5297148.54 | 0.0266 | 78.733 | 6096448.8 | 0.0217 | 59.284 | 5748392.925 | 0.0193 | 54.731 | 5750046.823 | 0.0216 | 60.969 | 5521513.473 | 0.0205 | 52.4 | 5319767.5 | 0.0211 | 58.7 | 5489044.7 | 47.5 | SCR | Existing SCR | 0.0193 | 0.0193 | 49.4 |  |  | 49.4
TX | Limestone | 298 | LIM1 | Limestone | 1985-12-01 | 11107 | 893 | 31.4219 | -96.2525 | ARP | Tangentially-fired | Coal |  | Overfire Air | Electric Utility | Electric Services | 0.2091 | 2761.849 | 26400000 | 0.1813 | 2455.575 | 26800000 | 0.2039 | 2721.97 | 26200000 | 0.2127 | 3139.047 | 29500000 | 0.189 | 2544.487 | 26800000 | 0.1846 | 2745.769 | 29600000 | 0.2014 | 2650.437 | 25900000 | 0.1912 | 2754.623 | 28500000 | 0.2191 | 3121.1 | 28300000 | 0.1965 | 2609.8 | 26200000 | 69.3 |  | New SCR | 0.1813 | 0.06 | 854.7 |  |  | 854.7
TX | Limestone | 298 | LIM2 | Limestone | 1985-12-01 | 11107 | 956.8 | 31.4219 | -96.2525 | ARP | Tangentially-fired | Coal |  | Overfire Air | Electric Utility | Electric Services | 0.2103 | 2575.512 | 24400000 | 0.1949 | 2486.179 | 25500000 | 0.2038 | 2787.457 | 27400000 | 0.2046 | 2845.166 | 27700000 | 0.1984 | 2879.492 | 29000000 | 0.2114 | 3485.518 | 32900000 | 0.2121 | 3024.912 | 28200000 | 0.2079 | 3295.357 | 31500000 | 0.2189 | 3323.8 | 30100000 | 0.2003 | 2959.5 | 29300000 | 73.9 |  | New SCR | 0.1949 | 0.06 | 911.1 |  |  | 911.1
TX | Lon C Hill | 3440 | 1 | Nueces | 1954-02-01 | 867 | 75 | 27.85 | -97.6167 | ARP | Dry bottom wall-fired boiler | Pipeline Natural Gas |  |  | Electric Utility | Electric Services | [26 empty] | 0 |  |  |  | 0 |  | Not Operating | 0 | 0 | 0 |  |  | 0
TX | Lon C Hill | 3440 | 2 | Nueces | 1956-02-01 | 867 | 75 | 27.85 | -97.6167 | ARP | Dry bottom wall-fired boiler | Pipeline Natural Gas |  |  | Electric Utility | Electric Services | [26 empty] | 0 |  |  |  | 0 |  | Not Operating | 0 | 0 | 0 |  |  | 0
TX | Lon C Hill | 3440 | 3 | Nueces | 1959-04-01 | 1586 | 163.2 | 27.85 | -97.6167 | ARP | Dry bottom wall-fired boiler | Pipeline Natural Gas | Diesel Oil |  | Electric Utility | Electric Services | [26 empty] | 0 |  |  |  | 0 |  | Not Operating | 0 | 0 | 0 |  |  | 0
TX | Lon C Hill | 3440 | 4 | Nueces | 1969-03-01 | 2260 | 261 | 27.85 | -97.6167 | ARP | Dry bottom wall-fired boiler | Pipeline Natural Gas | Diesel Oil |  | Electric Utility | Electric Services | [26 empty] | 0 |  |  |  | 0 |  | Not Operating | 0 | 0 | 0 |  |  | 0
TX | Lone Star Power Plant | 3477 | 1 | Morris | 1954-03-01 | 600 | 40 | 32.9217 | -94.7158 | ARP | Dry bottom wall-fired boiler | Pipeline Natural Gas |  |  | Electric Utility | Electric Services | 0.2197 | 4.503 | 37477.825 | 0.2588 | 12.032 | 111595.85 | 0.2637 | 25.258 | 187205.69 | 0.1616 | 17.161 | 209565.296 | 0.2333 | 10.007 | 80971.851 | 0.1346 | 1.936 | 21595.948 | 0.2164 | 2.008 | 16989.555 | 0.1635 | 15.844 | 187827.006 | 0.3644 | 92 | 495596.5 | 0.1669 | 27.6 | 278021.7 | 22.5 |  | New SNCR | 0.1346 | 0.08076 | 20.4 |  |  | 20.4
TX | Lost Pines 1 | 55154 | 1 | Bastrop | 2001-03-13 | 1990 | 195.5 | 30.1478 | -97.27 | ARP, CAIRNOX, CAIRSO2, TRNOX, TRNOXOS, TRSO2G2 | Combined cycle | Pipeline Natural Gas |  | Selective Catalytic Reduction | Electric Utility |  | 0.0168 | 45.768 | 5459867.875 | 0.017 | 45.602 | 5373915.225 | 0.017 | 45.6 | 5415161.675 | 0.017 | 43.407 | 5144137.875 | 0.0172 | 42.845 | 5072899.95 | 0.0168 | 44.134 | 5261709.773 | 0.0168 | 48.076 | 5720102.581 | 0.0168 | 42.425 | 5067871.302 | 0.0168 | 46.9 | 5583985.3 | 0.0169 | 48.1 | 5711109.7 | 76.4 | Selective Catalytic Reduction | Existing SCR | 0.0168 | 0.0168 | 46.9 |  |  | 46.9
TX | Lost Pines 1 | 55154 | 2 | Bastrop | 2001-03-13 | 1990 | 195.5 | 30.1478 | -97.27 | ARP, CAIRNOX, CAIRSO2, TRNOX, TRNOXOS, TRSO2G2 | Combined cycle | Pipeline Natural Gas |  | Selective Catalytic Reduction | Electric Utility |  | 0.0169 | 46.015 | 5469265.8 | 0.0168 | 45.292 | 5389661.2 | 0.0168 | 45.94 | 5480892.7 | 0.0172 | 49.95 | 5878686.75 | 0.0175 | 41.058 | 4812824.675 | 0.0168 | 46.151 | 5499527.499 | 0.0168 | 46.852 | 5599900.643 | 0.0168 | 44.751 | 5340668.304 | 0.0168 | 45.7 | 5472038.7 | 0.0168 | 48.9 | 5836329 | 74.9 | Selective Catalytic Reduction | Existing SCR | 0.0168 | 0.0168 | 45.7 |  |  | 45.7
TX | Magic Valley Generating Station | 55123 | CTG-1 | Hidalgo | 2001-07-29 | 2508 | 267 | 26.3403 | -98.19 | ARP, CAIRNOX, CAIRSO2, TRNOX, TRNOXOS, TRSO2G2 | Combined cycle | Pipeline Natural Gas |  | Selective Catalytic Reduction | Electric Utility |  | 0.0306 | 58 | 3873734.077 | 0.0305 | 86.779 | 5738002.05 | 0.0311 | 94.998 | 6259751.041 | 0.0345 | 80.945 | 4999367.301 | 0.0298 | 94.128 | 6405295.907 | 0.0335 | 100.925 | 6218454.294 | 0.0328 | 87.124 | 5333263.272 | 0.0331 | 64.717 | 3954349.281 | 0.0331 | 121.5 | 7343398.3 | 0.0371 | 133.4 | 7205552.6 | 79.7 | Selective Catalytic Reduction | Existing SCR | 0.0298 | 0.0298 | 109.4 |  |  | 109.4
TX | Magic Valley Generating Station | 55123 | CTG-2 | Hidalgo | 2001-07-25 | 2508 | 267 | 26.3403 | -98.19 | ARP, CAIRNOX, CAIRSO2, TRNOX, TRNOXOS, TRSO2G2 | Combined cycle | Pipeline Natural Gas |  | Selective Catalytic Reduction | Electric Utility |  | 0.0313 | 55.91 | 3807467.015 | 0.0308 | 80.325 | 5293971.296 | 0.0316 | 94.73 | 6094976.318 | 0.0321 | 74.31 | 4838835.794 | 0.0299 | 93.515 | 6314590.312 | 0.0328 | 111.498 | 6862878.065 | 0.0323 | 109.933 | 6861596.013 | 0.0331 | 113.349 | 6862192.951 | 0.034 | 124.1 | 7316885.8 | 0.0318 | 123.3 | 7747504.6 | 79.5 | Selective Catalytic Reduction | Existing SCR | 0.0299 | 0.0299 | 109.2 |  |  | 109.2
TX | Martin Lake | 6146 | 1 | Rusk | 1977-05-16 | 9210 | 793.2 | 32.2597 | -94.5703 | ARP | Tangentially-fired | Coal |  | Low NOx Burner Technology w/ Closed-coupled OFA<br>Low NOx Burner Technology w/ Separated OFA | Electric Utility | Electric Services | 0.1628 | 2233.689 | 27500000 | 0.1696 | 2444.351 | 28900000 | 0.1609 | 2267.564 | 28300000 | 0.1601 | 2392.651 | 30000000 | 0.1719 | 2438.87 | 28400000 | 0.1607 | 2211.317 | 27600000 | 0.1902 | 2753.443 | 29300000 | 0.1681 | 2336.259 | 28100000 | 0.1658 | 2531.5 | 29700000 | 0.1579 | 1534.6 | 19600000 | 87.9 |  | New SCR | 0.1579 | 0.06 | 916.1 |  |  | 916.1
TX | Martin Lake | 6146 | 2 | Rusk | 1978-05-23 | 9257 | 793.2 | 32.2597 | -94.5703 | ARP | Tangentially-fired | Coal |  | Low NOx Burner Technology w/ Closed-coupled OFA<br>Low NOx Burner Technology w/ Separated OFA | Electric Utility | Electric Services | 0.1744 | 2334.263 | 26700000 | 0.1717 | 2441.248 | 28500000 | 0.1595 | 2289.185 | 28800000 | 0.1766 | 2651.719 | 30000000 | 0.1645 | 2587.714 | 31500000 | 0.1592 | 2431.234 | 30500000 | 0.1637 | 2208.909 | 27400000 | 0.1765 | 2063.57 | 23500000 | 0.1541 | 2237.5 | 28700000 | 0.1416 | 1660 | 23800000 | 84.4 |  | New SCR | 0.1416 | 0.06 | 871.2 |  |  | 871.2
TX | Martin Lake | 6146 | 3 | Rusk | 1979-04-01 | 9484 | 793.2 | 32.2597 | -94.5703 | ARP | Tangentially-fired | Coal |  | Low NOx Burner Technology w/ Closed-coupled OFA<br>Low NOx Burner Technology w/ Separated OFA | Electric Utility | Electric Services | 0.1497 | 2236.296 | 29800000 | 0.1674 | 2408.59 | 28800000 | 0.1621 | 2411.42 | 30000000 | 0.154 | 2178.678 | 28600000 | 0.1529 | 2357.859 | 30900000 | 0.1711 | 2574.096 | 30100000 | 0.1805 | 2624.623 | 29300000 | 0.1716 | 2482.165 | 29000000 | 0.1584 | 1874.4 | 23700000 | 0.1424 | 1691.9 | 24000000 | 68.1 |  | New SCR | 0.1424 | 0.06 | 710 |  |  | 710
TX | Midlothian Energy | 55091 | STK1 | Ellis | 2000-05-16 | 2140 | 289 | 32.4302 | -97.0537 | ARP, CAIRNOX, CAIRSO2, TRNOX, TRNOXOS, TRSO2G2 | Combined cycle | Pipeline Natural Gas | Diesel Oil | Dry Low NOx Burners<br>Water Injection<br>Selective Catalytic Reduction | Electric Utility |  | 0.029 | 24.849 | 3160558.3 | 0.0159 | 15.681 | 2455294 | 0.0135 | 27.487 | 4585470.25 | 0.0112 | 27.848 | 5017819.125 | 0.0125 | 24.952 | 4323640.387 | 0.0124 | 22.723 | 4422929.717 | 0.0151 | 19.775 | 3277894.089 | 0.0141 | 23.488 | 4081125.586 | 0.0153 | 26.1 | 4520647 | 0.0123 | 27.2 | 4610595.1 | 57.5 | Dry Low NOx Burners<br>Water Injection<br>Selective Catalytic Reduction | Existing SCR | 0.0112 | 0.0112 | 19.1 |  |  | 19.1
TX | Midlothian Energy | 55091 | STK2 | Ellis | 2000-05-25 | 2140 | 289 | 32.4302 | -97.0537 | ARP, CAIRNOX, CAIRSO2, TRNOX, TRNOXOS, TRSO2G2 | Combined cycle | Pipeline Natural Gas | Diesel Oil | Dry Low NOx Burners<br>Water Injection<br>Selective Catalytic Reduction | Electric Utility |  | 0.0283 | 24.021 | 2979480.125 | 0.0147 | 22.301 | 3609588.675 | 0.0141 | 26.216 | 4409849.075 | 0.0118 | 28.177 | 4979787.7 | 0.0144 | 26.151 | 4374857.296 | 0.0132 | 25.066 | 4369175.241 | 0.014 | 21.749 | 3702601.195 | 0.0166 | 22.147 | 3441611.32 | 0.0131 | 28.4 | 4758307 | 0.0138 | 29.9 | 4613669.8 | 60.6 | Dry Low NOx Burners<br>Water Injection<br>Selective Catalytic Reduction | Existing SCR | 0.0118 | 0.0118 | 25.6 |  |  | 25.6
TX | Midlothian Energy | 55091 | STK3 | Ellis | 2000-07-28 | 2140 | 289 | 32.4302 | -97.0537 | ARP, CAIRNOX, CAIRSO2, TRNOX, TRNOXOS, TRSO2G2 | Combined cycle | Pipeline Natural Gas | Diesel Oil | Dry Low NOx Burners<br>Water Injection<br>Selective Catalytic Reduction | Electric Utility |  | 0.0511 | 14.466 | 1493306.025 | 0.0129 | 21.686 | 3758113.075 | 0.0135 | 25.838 | 4272755.6 | 0.0134 | 27.917 | 4656725.35 | 0.0127 | 24.895 | 4481741.642 | 0.012 | 22.817 | 4315554.671 | 0.0143 | 24.613 | 4378547.164 | 0.0164 | 11.336 | 1938915.182 | 0.0097 | 19.8 | 4442388.2 | 0.0125 | 25 | 4311915 | 56.5 | Dry Low NOx Burners<br>Water Injection<br>Selective Catalytic Reduction | Existing SCR | 0.0097 | 0.0097 | 19.8 |  |  | 19.8
TX | Midlothian Energy | 55091 | STK4 | Ellis | 2000-09-12 | 2140 | 289 | 32.4302 | -97.0537 | ARP, CAIRNOX, CAIRSO2, TRNOX, TRNOXOS, TRSO2G2 | Combined cycle | Pipeline Natural Gas |  | Dry Low NOx Burners<br>Selective Catalytic Reduction | Electric Utility |  | 0.0271 | 24.09 | 3127256.8 | 0.0144 | 18.724 | 3163315.875 | 0.0143 | 27.851 | 4633582.35 | 0.0127 | 28.486 | 4909384.475 | 0.0128 | 27.035 | 4685646.949 | 0.0133 | 26.134 | 4501793.102 | 0.0165 | 23.264 | 3814158.472 | 0.0212 | 22.433 | 3532907.361 | 0.0115 | 23.8 | 4405735.2 | 0.0121 | 25.8 | 4549089.7 | 56.1 | Dry Low NOx Burners<br>Selective Catalytic Reduction | Existing SCR | 0.0115 | 0.0115 | 23.8 |  |  | 23.8
TX | Midlothian Energy | 55091 | STK5 | Ellis | 2001-08-07 | 2406 | 289 | 32.4302 | -97.0537 | ARP, CAIRNOX, CAIRSO2, TRNOX, TRNOXOS, TRSO2G2 | Combined cycle | Pipeline Natural Gas |  | Dry Low NOx Burners<br>Selective Catalytic Reduction | Electric Utility |  | 0.0048 | 10.268 | 4358572.327 | 0.0142 | 13.831 | 2582002.65 | 0.0137 | 29.562 | 4779335.525 | 0.0135 | 37.697 | 5703138.475 | 0.0132 | 34.774 | 5448327.394 | 0.0147 | 33.505 | 5014345.667 | 0.0226 | 26.757 | 3672201.785 | 0.0189 | 31.431 | 4530917.267 | 0.0122 | 19.6 | 3644244.3 | 0.0152 | 23.6 | 3616309.6 | 41.2 | Dry Low NOx Burners<br>Selective Catalytic Reduction | Existing SCR | 0.0048 | 0.0048 | 7.7 |  |  | 7.7
TX | Midlothian Energy | 55091 | STK6 | Ellis | 2001-09-18 | 2406 | 289 | 32.4302 | -97.0537 | ARP, CAIRNOX, CAIRSO2, TRNOX, TRNOXOS, TRSO2G2 | Combined cycle | Pipeline Natural Gas |  | Dry Low NOx Burners<br>Selective Catalytic Reduction | Electric Utility |  | 0.005 | 9.622 | 3921205.113 | 0.0122 | 19.499 | 3513444.678 | 0.0138 | 31.438 | 5036011.175 | 0.0134 | 35.841 | 5477020.65 | 0.0131 | 36.327 | 5583074.1 | 0.0141 | 32.814 | 4990521.339 | 0.02 | 27.628 | 3840174.875 | 0.027 | 24.812 | 3024691.888 | 0.0099 | 20 | 4090871.8 | 0.0144 | 29 | 4433579.6 | 46.3 | Dry Low NOx Burners<br>Selective Catalytic Reduction | Existing SCR | 0.005 | 0.005 | 10.1 |  |  | 10.1
TX | Mission Road | 3610 | 3 | Bexar | 1958-01-01 | 1040 | 113.6 | 29.3983 | -98.4892 | ARP | Dry bottom wall-fired boiler | Pipeline Natural Gas |  |  | Electric Utility | Electric Services | [26 empty] | 0 |  |  |  | 0 |  | Not Operating | 0 | 0 | 0 |  |  | 0
TX | Monticello | 6147 | 1 | Titus | 1974-12-23 | 7382 | 593.4 | 33.0917 | -95.0417 | ARP | Tangentially-fired | Coal |  | Low NOx Burner Technology w/ Closed-coupled OFA<br>Low NOx Burner Technology w/ Separated OFA | Electric Utility | Electric Services | 0.1587 | 1648.176 | 20700000 | 0.1476 | 1555.063 | 20900000 | 0.1511 | 1392.303 | 18500000 | 0.1441 | 1447.04 | 20100000 | 0.1487 | 1448.621 | 19400000 | 0.1492 | 1513.173 | 20200000 | 0.1334 | 1264.565 | 19000000 | 0.129 | 1111.355 | 17200000 | 0.1269 | 1223.6 | 19700000 | 0.1494 | 1055.7 | 14800000 | 72.9 | SNCR | New SCR | 0.1269 | 0.06345 | 611.8 | Shutdown | Gas Combined Cycle Replacement | 93.6 | 1130.1
TX | Monticello | 6147 | 2 | Titus | 1975-12-08 | 7055 | 593.4 | 33.0917 | -95.0417 | ARP | Tangentially-fired | Coal |  | Low NOx Burner Technology w/ Closed-coupled OFA (Began May 01, 2003)<br>Low NOx Burner Technology w/ Separated OFA (Began May 01, 2003) | Electric Utility | Electric Services | 0.1606 | 1332.209 | 16300000 | 0.1528 | 1621.113 | 21200000 | 0.1474 | 1603.844 | 21800000 | 0.1557 | 1259.374 | 16200000 | 0.1558 | 1671.147 | 21500000 | 0.1489 | 1558.805 | 21000000 | 0.1406 | 1318.491 | 18800000 | 0.1291 | 1132.712 | 17500000 | 0.1252 | 1150.1 | 18400000 | 0.1264 | 922.2 | 14600000 | 71.1 | SNCR | New SCR | 0.1252 | 0.0626 | 575 | Shutdown | Gas Combined Cycle Replacement | 87.4 | 1062.7
TX | Monticello | 6147 | 3 | Titus | 1978-08-01 | 10834 | 793.2 | 33.0917 | -95.0417 | ARP | Dry bottom wall-fired boiler | Coal |  | Low NOx Burner Technology w/ Overfire Air | Electric Utility | Electric Services | 0.1778 | 2608.362 | 29400000 | 0.1939 | 2175.044 | 22300000 | 0.2079 | 2906.952 | 28000000 | 0.1956 | 3060.259 | 31300000 | 0.2066 | 2972.532 | 28700000 | 0.1832 | 2110.843 | 23000000 | 0.1531 | 2099.225 | 27400000 | 0.1778 | 2061.919 | 23200000 | 0.1555 | 1931.2 | 24500000 | 0.1613 | 1314.3 | 16100000 | 61.6 | SNCR | New SCR | 0.1531 | 0.07655 | 950.7 |  |  | 950.7
TX | Moore County Station | 3483 | 3 | Moore | 1954-07-01 | 1000 | 49 | 35.9667 | -101.865 | ARP | Tangentially-fired | Pipeline Natural Gas |  | Overfire Air | Electric Utility | Electric Services | 0.1615 | 30.299 | 343512.75 | 0.1448 | 28.286 | 368884.287 | 0.1544 | 47.832 | 599744.518 | 0.1365 | 39.589 | 569150.72 | 0.191 | 118.591 | 1103438.136 | 0.1297 | 52.547 | 765109.514 | 0.1132 | 41.235 | 686001.286 | 0.1111 | 40.4 | 719354.788 | 0.1217 | 38.9 | 625896.3 | 0.0677 | 26.1 | 757382.2 | 17 |  | Low Ozone Season Rate | 0.0677 | 0.0677 | 21.6 |  |  | 21.6
TX | Morgan Creek | 3492 | 3 | Mitchell | 1952-07-01 | 654 | 46 | 32.3358 | -100.9158 | ARP | Dry bottom wall-fired boiler | Pipeline Natural Gas |  |  | Electric Utility | Electric Services | [26 empty] | 0 |  |  |  | 0 |  | Not Operating | 0 | 0 | 0 |  |  | 0
TX | Morgan Creek | 3492 | 4 | Mitchell | 1954-06-15 | 954 | 75 | 32.3358 | -100.9158 | ARP | Dry bottom wall-fired boiler | Pipeline Natural Gas |  |  | Electric Utility | Electric Services | [26 empty] | 0 |  |  |  | 0 |  | Not Operating | 0 | 0 | 0 |  |  | 0
TX | Morgan Creek | 3492 | 5 | Mitchell | 1959-06-15 | 1938 | 170.4 | 32.3358 | -100.9158 | ARP | Dry bottom wall-fired boiler | Pipeline Natural Gas | Residual Oil |  | Electric Utility | Electric Services | 0.2274 | 115.162 | 825172.698 | 0.1991 | 36.823 | 293205.389 | 0.1416 | 1.675 | 14553.041 | 0.1827 | 31.403 | 233869.609 | 0.1577 | 8.569 | 77331.786 | [11 empty] | 0 |  |  |  | 0 |  | New SNCR | 0.1416 | 0.08496 | 0 |  |  | 0
TX | Morgan Creek | 3492 | 6 | Mitchell | 1966-07-18 | 5682 | 517.5 | 32.3358 | -100.9158 | ARP | Dry bottom wall-fired boiler | Pipeline Natural Gas | Residual Oil | Combustion Modification/Fuel Reburning | Electric Utility | Electric Services | 0.1414 | 358.824 | 4544287.429 | 0.111 | 46.16 | 665852.186 | [20 empty] | 0 |  |  |  | 0 |  | New SCR | 0.111 | 0.06 | 0 |  |  | 0
TX | Morgan Creek | 3492 | CT1 | Mitchell | 1988-07-01 | 1086 | 89.4 | 32.3358 | -100.9158 | CAIRNOX, CAIRSO2, TRNOX, TRNOXOS, TRSO2G2 | Combustion turbine | Pipeline Natural Gas | Diesel Oil | Water Injection | Electric Utility | [16 empty] | 0.2926 | 8.722 | 59944.6 | 0.291 | 4.017 | 27609.2 | 0.2935 | 9.348 | 63692.2 | 0.2941 | 16.2 | 110979.3 | 0.3316 | 8.7 | 52288.9 | 2.8 | Water Injection | Low Ozone Season Rate | 0.291 | 0.291 | 16 |  |  | 16
TX | Morgan Creek | 3492 | CT2 | Mitchell | 1988-07-01 | 1086 | 89.4 | 32.3358 | -100.9158 | CAIRNOX, CAIRSO2, TRNOX, TRNOXOS, TRSO2G2 | Combustion turbine | Pipeline Natural Gas | Diesel Oil | Water Injection | Electric Utility | [16 empty] | 0.2925 | 8.897 | 61147.9 | 0.291 | 4.323 | 29715.2 | 0.2922 | 8.137 | 55355.5 | 0.2911 | 15.4 | 105831.1 | 0.3089 | 7 | 45482.4 | 2.7 | Water Injection | Low Ozone Season Rate | 0.291 | 0.291 | 15.4 |  |  | 15.4
TX | Morgan Creek | 3492 | CT3 | Mitchell | 1988-07-01 | 1086 | 89.4 | 32.3358 | -100.9158 | CAIRNOX, CAIRSO2, TRNOX, TRNOXOS, TRSO2G2 | Combustion turbine | Pipeline Natural Gas | Diesel Oil | Water Injection | Electric Utility | [16 empty] | 0.2923 | 8.877 | 61013.6 | 0.291 | 4.144 | 28483 | 0.2951 | 11.061 | 74573.1 | 0.2926 | 16.7 | 114951.2 | 0.2913 | 8 | 54789.8 | 2.9 | Water Injection | Low Ozone Season Rate | 0.291 | 0.291 | 16.6 |  |  | 16.6
TX | Morgan Creek | 3492 | CT4 | Mitchell | 1988-07-01 | 1086 | 89.4 | 32.3358 | -100.9158 | CAIRNOX, CAIRSO2, TRNOX, TRNOXOS, TRSO2G2 | Combustion turbine | Pipeline Natural Gas | Diesel Oil | Water Injection | Electric Utility | [16 empty] | 0.2917 | 6.652 | 45720.2 | 0.2912 | 3.605 | 24780.2 | 0.2917 | 8.403 | 57200.7 | 0.293 | 16.6 | 113618.7 | 0.2915 | 5.3 | 36136 | 2.8 | Water Injection | Low Ozone Season Rate | 0.2912 | 0.2912 | 16.4 |  |  | 16.4
TX | Morgan Creek | 3492 | CT5 | Mitchell | 1988-07-01 | 1086 | 89.4 | 32.3358 | -100.9158 | CAIRNOX, CAIRSO2, TRNOX, TRNOXOS, TRSO2G2 | Combustion turbine | Pipeline Natural Gas | Diesel Oil | Water Injection | Electric Utility | [16 empty] | 0.2918 | 8.981 | 61723.2 | 0.2975 | 4.657 | 31534.7 | 0.2924 | 7.922 | 53913.9 | 0.3038 | 16.4 | 110850.4 | 0.2981 | 4.5 | 31099 | 2.8 | Water Injection | Low Ozone Season Rate | 0.2918 | 0.2918 | 15.8 |  |  | 15.8
TX | Morgan Creek | 3492 | CT6 | Mitchell | 1988-07-01 | 1086 | 89.4 | 32.3358 | -100.9158 | CAIRNOX, CAIRSO2, TRNOX, TRNOXOS, TRSO2G2 | Combustion turbine | Pipeline Natural Gas | Diesel Oil | Water Injection | Electric Utility | [16 empty] | 0.2921 | 8.171 | 56155.7 | 0.291 | 5.422 | 37267.6 | 0.2922 | 9.82 | 66880.1 | 0.2947 | 16.2 | 111036.7 | 0.2918 | 12 | 81983.6 | 2.8 | Water Injection | Low Ozone Season Rate | 0.291 | 0.291 | 16 |  |  | 16
TX | Mountain Creek Generating Station | 3453 | 2 | Dallas | 1945-12-14 | 432 | 31.2 | 32.7253 | -96.9361 | ARP | Dry bottom wall-fired boiler | Pipeline Natural Gas |  |  | Electric Utility | Electric Services | 0.2813 | 3.537 | 22469.132 | 0.1371 | 1.51 | 16414.743 | 0.0823 | 0.257 | 3434.319 | [17 empty] | 0 |  |  |  | 0 |  | Low Ozone Season Rate | 0.0823 | 0.0823 | 0 |  |  | 0
TX | Mountain Creek Generating Station | 3453 | 6 | Dallas | 1956-02-22 | 1674 | 135.7 | 32.7253 | -96.9361 | ARP | Dry bottom wall-fired boiler | Pipeline Natural Gas | Residual Oil | Low NOx Burner Technology (Dry Bottom only) | Electric Utility | Electric Services | 0.1178 | 70.218 | 865243.532 | 0.0472 | 18.185 | 475218.753 | 0.0459 | 19.678 | 608985.824 | 0.0625 | 20.858 | 508155.579 | 0.0436 | 3.401 | 131201.221 | 0.0505 | 3.538 | 116881.925 | 0.0663 | 20.312 | 450331.843 | 0.0575 | 12.951 | 313951.183 | 0.0636 | 25.2 | 547965 | 0.0661 | 19.4 | 436361.1 | 8.9 |  | Low Ozone Season Rate | 0.0436 | 0.0436 | 17.3 |  |  | 17.3
TX | Mountain Creek Generating Station | 3453 | 7 | Dallas | 1958-03-07 | 1674 | 136 | 32.7253 | -96.9361 | ARP | Dry bottom wall-fired boiler | Pipeline Natural Gas | Residual Oil | Low NOx Burner Technology (Dry Bottom only) | Electric Utility | Electric Services | 0.144 | 81.822 | 769280.209 | 0.1164 | 37.225 | 424392.991 | 0.1096 | 37.551 | 537460.946 | 0.1275 | 51.181 | 584327.001 | 0.1012 | 9.732 | 144868.683 | 0.0995 | 13.927 | 210314.323 | 0.1186 | 35.02 | 402913.573 | 0.1207 | 28.238 | 295432.451 | 0.1176 | 49.3 | 562318 | 0.1122 | 50.9 | 648202.1 | 9.1 |  | Low Ozone Season Rate | 0.0995 | 0.0995 | 41.7 |  |  | 41.7
TX | Mountain Creek Generating Station | 3453 | 8 | Dallas | 1967-07-11 | 6204 | 580.5 | 32.7253 | -96.9361 | ARP | Tangentially-fired | Pipeline Natural Gas | Residual Oil | Selective Catalytic Reduction (Began Apr 21, 2003) | Electric Utility | Electric Services | 0.0105 | 38.713 | 6077608.955 | 0.0082 | 19.054 | 4165144.61 | 0.0084 | 30.483 | 5946035.025 | 0.0089 | 24.303 | 4537140.054 | 0.0077 | 11.747 | 3029354.046 | 0.0119 | 7.882 | 1431798.242 | 0.0173 | 50.698 | 5378536.813 | 0.0088 | 36.909 | 6344652.786 | 0.0103 | 39.6 | 5717838.7 | 0.0128 | 49.2 | 6128495 | 25.1 | SCR | Existing SCR | 0.0077 | 0.0077 | 29.6 |  |  | 29.6
TX | Mountain Creek Generating Station | 3453 | 3A | Dallas | 1949-05-07 | 798 | 74.9 | 32.7253 | -96.9361 | ARP | Dry bottom wall-fired boiler | Pipeline Natural Gas |  |  | Electric Utility | Electric Services | 0.1845 | 2.732 | 23254.126 | 0.1016 | 1.2 | 12150.773 | [20 empty] | 0 |  |  |  | 0 |  | New SNCR | 0.1016 | 0.06096 | 0 |  |  | 0
TX | Mountain Creek Generating Station | 3453 | 3B | Dallas | 1949-05-07 | 798 | 74.9 | 32.7253 | -96.9361 | ARP | Dry bottom wall-fired boiler | Pipeline Natural Gas |  |  | Electric Utility | Electric Services | 0.1468 | 2.698 | 21512.195 | 0.1808 | 0.684 | 4278.339 | [20 empty] | 0 |  |  |  | 0 |  | New SNCR | 0.1468 | 0.08808 | 0 |  |  | 0
TX | Mustang Station | 55065 | 1 | Yoakum | 1999-04-07 | 1920 | 174.2 | 32.9728 | -102.7417 | ARP, CAIRNOX, CAIRSO2, TRNOX, TRNOXOS, TRSO2G2 | Combined cycle | Pipeline Natural Gas |  | Dry Low NOx Burners | Electric Utility |  | 0.0341 | 86.197 | 5353514.275 | 0.0489 | 114.311 | 5231965.954 | 0.0426 | 123.491 | 6000888.394 | 0.0484 | 105.643 | 4883652.608 | 0.0368 | 85.889 | 4777306.597 | 0.0358 | 85.808 | 4970467.043 | 0.0356 | 98.012 | 5540446.989 | 0.039 | 92.591 | 4814060.649 | 0.0386 | 95.2 | 4986570.5 | 0.0381 | 98.5 | 5309830.3 | 70.7 | Dry Low NOx Burners | Low Ozone Season Rate | 0.0341 | 0.0341 | 84.1 |  |  | 84.1
TX | Mustang Station | 55065 | 2 | Yoakum | 1999-05-03 | 1920 | 174.2 | 32.9728 | -102.7417 | ARP, CAIRNOX, CAIRSO2, TRNOX, TRNOXOS, TRSO2G2 | Combined cycle | Pipeline Natural Gas |  | Dry Low NOx Burners | Electric Utility |  | 0.0475 | 94.283 | 4589924.25 | 0.0497 | 99.453 | 5070444.905 | 0.0424 | 111.49 | 5668433.181 | 0.0491 | 114.615 | 5115282.32 | 0.0358 | 89.741 | 5097224.421 | 0.0391 | 93.727 | 4918354.999 | 0.0352 | 98.248 | 5581368.997 | 0.0419 | 106.037 | 5080713.652 | 0.0421 | 95.4 | 4551134.3 | 0.038 | 88.9 | 4830255.2 | 64.6 | Dry Low NOx Burners | Low Ozone Season Rate | 0.0352 | 0.0352 | 79.8 |  |  | 79.8
TX | Mustang Station (56326) | 56326 | GEN1 | Yoakum | 2006-02-27 | 1728 | 170 | 32.9748 | -102.7432 | ARP, CAIRNOX, CAIRSO2, TRNOX, TRNOXOS, TRSO2G2 | Combustion turbine | Pipeline Natural Gas |  | Dry Low NOx Burners | Electric Utility | [10 empty] | 0.0356 | 14.449 | 930602.644 | 0.0318 | 13.017 | 994101.675 | 0.0299 | 12.725 | 981107.546 | 0.0305 | 8.762 | 637526.353 | 0.0324 | 9.845 | 675365.475 | 0.0253 | 29.2 | 2371970.2 | 0.029 | 12.4 | 892771.6 | 37.4 | Dry Low NOx Burners | Low Ozone Season Rate | 0.0253 | 0.0253 | 29.2 |  |  | 29.2
TX | Mustang Station (56326) | 56326 | GEN2 | Yoakum | 2007-04-01 | 1728 | 170 | 32.9748 | -102.7432 | ARP, CAIRNOX, CAIRSO2, TRNOX, TRNOXOS, TRSO2G2 | Combustion turbine | Pipeline Natural Gas |  | Dry Low NOx Burners | Electric Utility | [16 empty] | 0.0308 | 11.444 | 882251.88 | 0.0454 | 1.539 | 91927.879 | 0.0374 | 2.041 | 132653.588 | 0.0388 | 4.3 | 285499.9 | 0.024 | 10.2 | 879251.6 | 4.5 | Dry Low NOx Burners | Low Ozone Season Rate | 0.024 | 0.024 | 2.6 |  |  | 2.6
TX | Nacogdoches Power LLC | 55708 | BFB-1 | Nacogdoches | 2012-05-06 | 1500 | 114 | 31.8144 | -94.9008 | ARP, CAIRNOX, CAIRSO2, TRNOX, TRNOXOS, TRSO2G2 | Bubbling fluidized bed boiler (Started May 06, 2012) | Wood |  | Selective Non-catalytic Reduction | Electric Utility | [27 empty] | 0 | 0.0842 | 60.6 | 1488073.5 | 0 | SNCR | Exisiting SNCR | 0.0842 | 0.0842 | 0 |  |  | 0
TX | New Gulf Power Facility | 50137 | 1 | Wharton | 1996-04-30 | 900 | 101.9 | 29.2639 | -95.8997 | ARP, CAIRNOX, CAIRSO2, TRNOX, TRNOXOS, TRSO2G2 | Combustion turbine | Pipeline Natural Gas |  |  | Electric Utility |  |  |  |  | 0.103 | 0.002 | 36.7 | 0.2263 | 16.346 | 136810.175 | 0.2009 | 16.364 | 132434.7 | 0.2253 | 13.21 | 108938.55 |  |  |  | 0.2188 | 28.703 | 243873.89 | 0.2067 | 7.415 | 67506.325 | 0.2103 | 17.6 | 159318.2 | 0.2011 | 2.5 | 23731.2 | 4.8 | None Reported | Water Injection | 0.103 | 0.0618 | 5.2 |  |  | 5.2
TX | Newman | 3456 | 1 | El Paso | 1960-04-01 | 858 | 81.6 | 31.9858 | -106.4322 | ARP | Dry bottom wall-fired boiler | Pipeline Natural Gas | Diesel Oil |  | Electric Utility | Electric Services | 0.1401 | 112.568 | 1574091.5 | 0.1758 | 149.147 | 1636506.725 | 0.1596 | 128.806 | 1577340.525 | 0.1315 | 77.456 | 1169475.775 | 0.1873 | 158.974 | 1675350.638 | 0.1856 | 127.799 | 1354518.515 | 0.1701 | 138.178 | 1604610.475 | 0.1643 | 136.752 | 1652896.413 | 0.1503 | 100.8 | 1309564.9 | 0.1643 | 144.2 | 1726891.5 | 41.6 |  | New SNCR | 0.1315 | 0.0789 | 52.9 |  |  | 52.9
TX | Newman | 3456 | 2 | El Paso | 1963-04-01 | 858 | 81.6 | 31.9858 | -106.4322 | ARP | Dry bottom wall-fired boiler | Pipeline Natural Gas | Diesel Oil |  | Electric Utility | Electric Services | 0.1285 | 105.002 | 1583750.425 | 0.1574 | 124.891 | 1529521.25 | 0.1874 | 175.732 | 1800954.15 | 0.1577 | 154.04 | 1914475.925 | 0.1672 | 172.265 | 1969443.582 | 0.1844 | 178.83 | 1875932.817 | 0.1672 | 124.873 | 1431804.151 | 0.1553 | 132.005 | 1664690.598 | 0.1475 | 127.7 | 1655631.4 | 0.197 | 187.4 | 1830279 | 52.6 |  | New SNCR | 0.1285 | 0.0771 | 66.8 |  |  | 66.8
TX | Newman | 3456 | 3 | El Paso | 1966-01-01 | 1030 | 121.8 | 31.9858 | -106.4322 | ARP | Dry bottom wall-fired boiler | Pipeline Natural Gas | Diesel Oil |  | Electric Utility | Electric Services | 0.1573 | 154.512 | 1876545.325 | 0.1445 | 150.353 | 1969034.475 | 0.1332 | 153.369 | 2234369.25 | 0.1263 | 129.085 | 2010977.525 | 0.1269 | 123.877 | 1914865.58 | 0.1231 | 106.298 | 1696056.586 | 0.1291 | 134.411 | 2044820.762 | 0.1332 | 141.512 | 2095182.847 | 0.1271 | 129 | 1994349.5 | 0.1168 | 114.1 | 1909594.9 | 52.7 |  | New SCR | 0.1168 | 0.06 | 60.9 |  |  | 60.9
TX | Newman | 3456 | **4 | El Paso | 1975-01-01 | 1022 | 86.5 | 31.9858 | -106.4322 | ARP, CAIRNOX, CAIRSO2, TRNOX, TRNOXOS, TRSO2G2 | Combined cycle | Pipeline Natural Gas |  | Water Injection | Electric Utility |  | 0.2184 | 209.411 | 2137846.925 | 0.1946 | 171.043 | 1939575.625 | 0.2049 | 186.498 | 2039097.2 | 0.1748 | 157.552 | 1989860.575 | 0.1809 | 210.296 | 2517456.134 | 0.1795 | 232.789 | 2703273.189 | 0.1799 | 161.354 | 1870727.067 | 0.1672 | 217.016 | 2708928.393 | 0.1947 | 195.8 | 2131979.9 | 0.168 | 215.8 | 2765012.6 | 56.8 | Water Injection | Low Ozone Season Rate | 0.1672 | 0.1672 | 168.1 |  |  | 168.1
TX | Newman | 3456 | **5 | El Paso | 1975-01-01 | 1022 | 86.5 | 31.9858 | -106.4322 | ARP, CAIRNOX, CAIRSO2, TRNOX, TRNOXOS, TRSO2G2 | Combined cycle | Pipeline Natural Gas |  | Water Injection | Electric Utility |  | 0.1927 | 174.69 | 2043967.8 | 0.1797 | 155.505 | 1923128.45 | 0.1738 | 219.204 | 2610674.2 | 0.1939 | 153.231 | 1758334.05 | 0.1725 | 213.975 | 2581329.095 | 0.1703 | 204.541 | 2517222.811 | 0.1677 | 207.317 | 2594056.55 | 0.17 | 211.713 | 2602994.233 | 0.1858 | 174 | 1986424.2 | 0.1961 | 74.2 | 842993 | 52.9 | Water Injection | Low Ozone Season Rate | 0.1677 | 0.1677 | 157.1 |  |  | 157.1
TX | Newman | 3456 | GT-6A | El Paso | 2002-04-07 | 1120 | 85 | 31.9858 | -106.4322 | ARP, CAIRNOX, CAIRSO2, TRNOX, TRNOXOS, TRSO2G2 | Combined cycle | Pipeline Natural Gas |  | Dry Low NOx Burners | Electric Utility | [19 empty] | 0.0808 | 17.26 | 442026.061 | 0.0363 | 9.086 | 641052.758 | 0.0167 | 16 | 2096101.4 | 0.0107 | 17.2 | 3455839.3 | 51 | Dry Low NOx Burners | Low Ozone Season Rate | 0.0107 | 0.0107 | 10.3 |  |  | 10.3
TX | Newman | 3456 | GT-6B | El Paso | 2002-04-12 | 1120 | 85 | 31.9858 | -106.4322 | ARP, CAIRNOX, CAIRSO2, TRNOX, TRNOXOS, TRSO2G2 | Combined cycle | Pipeline Natural Gas |  | Dry Low NOx Burners | Electric Utility | [19 empty] | 0.0807 | 16.434 | 388304.992 | 0.0363 | 8.194 | 556276.394 | 0.0111 | 15.2 | 3059579.7 | 0.0103 | 15.6 | 3205381.7 | 74.4 | Dry Low NOx Burners | Low Ozone Season Rate | 0.0103 | 0.0103 | 14.1 |  |  | 14.1
TX | Nichols Station | 3484 | 141B | Potter | 1960-07-01 | 1122 | 113.6 | 35.2825 | -101.7458 | ARP | Tangentially-fired | Pipeline Natural Gas |  | Overfire Air | Electric Utility | Electric Services | 0.16 | 186.216 | 2239928.1 | 0.1417 | 168.242 | 2274816.405 | 0.1507 | 189.582 | 2400879.16 | 0.0937 | 58.366 | 1217006.53 | 0.0796 | 66.659 | 1640284.165 | 0.0923 | 68.309 | 1475126.855 | 0.1181 | 79.879 | 1372805.933 | 0.1131 | 83.554 | 1518493.106 | 0.1155 | 83.3 | 1507392.3 | 0.1009 | 76.6 | 1533708.7 | 36.6 |  | Low Ozone Season Rate | 0.0796 | 0.0796 | 57.4 |  |  | 57.4
TX | Nichols Station | 3484 | 142B | Potter | 1962-07-01 | 1166 | 113.6 | 35.2825 | -101.7458 | ARP | Tangentially-fired | Pipeline Natural Gas | Other Oil | Overfire Air | Electric Utility | Electric Services | 0.1655 | 162.105 | 1810866.725 | 0.1416 | 146.917 | 1903411.465 | 0.0994 | 124.663 | 2402698.422 | 0.1046 | 105.557 | 1915582.797 | 0.0932 | 94.303 | 2020729.288 | 0.1026 | 84.663 | 1583341.365 | 0.1154 | 89.575 | 1483322.147 | 0.1002 | 80.758 | 1492795.755 | 0.1049 | 86.1 | 1557942.7 | 0.1005 | 103.2 | 1916503.3 | 36.4 |  | Low Ozone Season Rate | 0.0932 | 0.0932 | 76.5 |  |  | 76.5
TX | Nichols Station | 3484 | 143B | Potter | 1968-08-02 | 2777 | 247.5 | 35.2825 | -101.7458 | ARP | Tangentially-fired | Pipeline Natural Gas | Other Oil | Overfire Air | Electric Utility | Electric Services | 0.1676 | 441.425 | 4002920.548 | 0.1525 | 312.744 | 3232929.466 | 0.1726 | 369.632 | 3754722.869 | 0.2224 | 489.044 | 3603694.636 | 0.1128 | 212.571 | 3518773.123 | 0.1371 | 255.918 | 3393075.801 | 0.1579 | 227.354 | 2766076.017 | 0.1499 | 206.577 | 2625254.505 | 0.1697 | 219 | 2715729.3 | 0.1715 | 287.3 | 3417924.2 | 26.6 |  | New SCR | 0.1128 | 0.06 | 77.4 |  |  | 77.4
TX | North Lake | 3454 | 1 | Dallas | 1959-12-22 | 2334 | 176.8 | 32.9503 | -96.9756 | ARP | Dry bottom wall-fired boiler | Pipeline Natural Gas | Diesel Oil | Combustion Modification/Fuel Reburning | Electric Utility | Electric Services | 0.1172 | 121.339 | 1489684.611 | 0.1221 | 75.179 | 869988.452 | [6 empty] | 0.1849 | 77.828 | 623176.848 | 0.15 | 41.892 | 351050.29 | [8 empty] | 0 |  |  |  | 0 |  | New SCR | 0.1172 | 0.06 | 0 |  |  | 0
TX | North Lake | 3454 | 2 | Dallas | 1961-12-22 | 1920 | 170.4 | 32.9503 | -96.9756 | ARP | Dry bottom wall-fired boiler | Pipeline Natural Gas | Diesel Oil | Combustion Modification/Fuel Reburning | Electric Utility | Electric Services | 0.0872 | 59.896 | 1064378.512 | 0.1181 | 83.988 | 980759.523 | [6 empty] | 0.1491 | 51.84 | 460515.564 | 0.1757 | 74.613 | 580519.191 | [8 empty] | 0 |  |  |  | 0 |  | Low Ozone Season Rate | 0.0872 | 0.0872 | 0 |  |  | 0
TX | North Lake | 3454 | 3 | Dallas | 1964-07-02 | 4608 | 361.3 | 32.9503 | -96.9756 | ARP | Dry bottom wall-fired boiler | Pipeline Natural Gas | Diesel Oil | Combustion Modification/Fuel Reburning<br>Overfire Air | Electric Utility | Electric Services | 0.1148 | 236.846 | 3492820.006 | 0.1012 | 162.86 | 2757007.725 |  |  |  | 0.1337 | 68.452 | 832228.309 | 0.1143 | 78.236 | 1130566.158 | 0.1114 | 89.961 | 1329313.58 | [8 empty] | 0 |  |  |  | 0 |  | New SCR | 0.1012 | 0.06 | 0 |  |  | 0
TX | North Main | 3493 | 4 | Tarrant | 1952-05-01 | 1152 | 81.2 | 32.7611 | -97.3367 | ARP | Dry bottom wall-fired boiler | Pipeline Natural Gas |  | Combustion Modification/Fuel Reburning | Electric Utility | Electric Services | [26 empty] | 0 |  |  |  | 0 |  | Not Operating | 0 | 0 | 0 |  |  | 0
TX | North Texas Generation Facility | 3627 | 3 | Parker | 1963-03-01 | 619 | 38 | 32.7783 | -97.6956 | ARP | Dry bottom wall-fired boiler | Pipeline Natural Gas | Diesel Oil |  | Electric Utility | Electric Services | [26 empty] | 0 |  |  |  | 0 |  | Not Operating | 0 | 0 | 0 |  |  | 0
TX | Nueces Bay | 3441 | 5 | Nueces | 1949-06-01 | 413 | 32.5 | 27.8182 | -97.4189 | ARP | Dry bottom wall-fired boiler | Pipeline Natural Gas |  |  | Electric Utility | Electric Services | [26 empty] | 0 |  |  |  | 0 |  | Not Operating | 0 | 0 | 0 |  |  | 0
TX | Nueces Bay | 3441 | 6 | Nueces | 1965-05-01 | 1586 | 180 | 27.8182 | -97.4189 | ARP | Dry bottom wall-fired boiler | Pipeline Natural Gas | Diesel Oil |  | Electric Utility | Electric Services | [26 empty] | 0 |  |  |  | 0 |  | Not Operating | 0 | 0 | 0 |  |  | 0
TX | Nueces Bay | 3441 | 7 | Nueces | 1972-07-01 | 3380 | 351 | 27.8182 | -97.4189 | ARP | Dry bottom wall-fired boiler | Pipeline Natural Gas | Diesel Oil |  | Electric Utility | Electric Services | 0.1387 | 73.594 | 810013.225 | [23 empty] | 0 |  |  |  | 0 |  | New SCR | 0.1387 | 0.06 | 0 |  |  | 0
TX | Nueces Bay | 3441 | 8 | Nueces | 2009-11-18 | 2606 | 189.6 | 27.8182 | -97.4189 | ARP, CAIRNOX, CAIRSO2, TRNOX, TRNOXOS, TRSO2G2 | Combined cycle | Pipeline Natural Gas |  | Selective Catalytic Reduction | Electric Utility | [22 empty] | 0.0248 | 24.47 | 3647018.365 | 0.0236 | 23.4 | 3344520.1 | 0.0174 | 25.8 | 4210989.5 | 35 | Selective Catalytic Reduction | Existing SCR | 0.0174 | 0.0174 | 17.2 |  |  | 17.2
TX | Nueces Bay | 3441 | 9 | Nueces | 2009-11-21 | 2606 | 189.6 | 27.8182 | -97.4189 | ARP, CAIRNOX, CAIRSO2, TRNOX, TRNOXOS, TRSO2G2 | Combined cycle | Pipeline Natural Gas |  | Selective Catalytic Reduction | Electric Utility | [22 empty] | 0.0197 | 23.378 | 3689156.354 | 0.0171 | 18.3 | 3324789.6 | 0.017 | 25.1 | 4233281.8 | 34.7 | Selective Catalytic Reduction | Existing SCR | 0.017 | 0.017 | 18.2 |  |  | 18.2
TX | O W Sommers | 3611 | 1 | Bexar | 1972-06-06 | 5830.1 | 446 | 29.3078 | -98.3244 | ARP | Tangentially-fired | Pipeline Natural Gas | Diesel Oil |  | Electric Utility | Electric Services | 0.1355 | 266.907 | 3131570.775 | 0.1139 | 242.51 | 3253764.3 | 0.1236 | 316.065 | 4039221.15 | 0.1277 | 391.274 | 5365266.375 | 0.1141 | 284.207 | 4054550.55 | 0.1248 | 383.594 | 5470943.7 | 0.1282 | 351.426 | 4678676.625 | 0.0946 | 176.742 | 2925419.525 | 0.1178 | 220.5 | 3399966.3 | 0.1213 | 168.6 | 2522308.8 | 15.9 |  | Low Ozone Season Rate | 0.0946 | 0.0946 | 177.1 |  |  | 177.1
TX | O W Sommers | 3611 | 2 | Bexar | 1974-03-20 | 4904.6 | 446 | 29.3078 | -98.3244 | ARP | Tangentially-fired | Pipeline Natural Gas | Diesel Oil |  | Electric Utility | Electric Services | 0.0902 | 174.353 | 2830308.25 | 0.0845 | 107.573 | 1868677.425 | 0.0763 | 135.537 | 2785966.2 | 0.0835 | 246.029 | 5294142.025 | 0.077 | 162.609 | 3525821 | 0.0765 | 168.7 | 3944768.75 | 0.1035 | 322.572 | 4877805.225 | 0.0829 | 146.956 | 2837860.85 | 0.0909 | 64.5 | 973203.7 | 0.0847 | 181.7 | 3515548.5 | 5.4 |  | Low Ozone Season Rate | 0.0763 | 0.0763 | 54.2 |  |  | 54.2
TX | Oak Creek Power Station | 3523 | 1 | Coke | 1962-01-01 | 907 | 75 | 32.0469 | -100.2922 | ARP | Dry bottom wall-fired boiler | Pipeline Natural Gas | Diesel Oil |  | Electric Utility | Electric Services | [26 empty] | 0 |  |  |  | 0 |  | Not Operating | 0 | 0 | 0 |  |  | 0
TX | Oak Grove | 6180 | 1 | Robertson | 2009-08-07 | 9940 | 916.8 | 31.185 | -96.4853 | ARP, CAIRNOX, CAIRSO2 | Tangentially-fired | Coal | Pipeline Natural Gas | Low NOx Burner Technology w/ Separated OFA<br>Ammonia Injection<br>Selective Catalytic Reduction | Electric Utility | [22 empty] | 0.0662 | 897.658 | 27900000 | 0.065 | 958.4 | 29000000 | 0.0738 | 977 | 26700000 | 79.3 | SCR | Existing SCR | 0.065 | 0.065 | 958.4 |  |  | 958.4
TX | Oak Grove | 6180 | 2 | Robertson | 2010-01-01 | 9651 | 878.6 | 31.185 | -96.4853 | ARP, CAIRNOX, CAIRSO2 | Dry bottom wall-fired boiler | Coal | Pipeline Natural Gas | Low NOx Burner Technology (Dry Bottom only)<br>Ammonia Injection<br>Selective Catalytic Reduction | Electric Utility | [22 empty] | 0.0725 | 570.098 | 17600000 | 0.0665 | 879.5 | 27100000 | 0.0715 | 979 | 27700000 | 76.5 | SCR | Existing SCR | 0.0665 | 0.0665 | 879.5 |  |  | 879.5
TX | Odessa-Ector Power Partners, LP | 55215 | GT1 | Ector | 2001-04-25 | 2060 | 171.7 | 31.8378 | -102.3278 | ARP, CAIRNOX, CAIRSO2, TRNOX, TRNOXOS, TRSO2G2 | Combined cycle | Pipeline Natural Gas |  | Dry Low NOx Burners | Electric Utility |  | 0.0272 | 46.352 | 3794595.272 | 0.0392 | 50.17 | 3534502.401 | 0.0413 | 61.411 | 4090843.96 | 0.0364 | 69.824 | 4503951.393 | 0.0406 | 52.244 | 3624828.263 | 0.0747 | 72.409 | 3297831.575 | 0.0336 | 44.238 | 2896194.28 | 0.0909 | 86.436 | 3607457.898 | 0.1407 | 93.4 | 3058772.1 | 0.031 | 63.9 | 4422585.5 | 40.4 | Dry Low NOx Burners | Low Ozone Season Rate | 0.0272 | 0.0272 | 18.1 |  |  | 18.1
TX | Odessa-Ector Power Partners, LP | 55215 | GT2 | Ector | 2001-04-25 | 2060 | 171.7 | 31.8378 | -102.3278 | ARP, CAIRNOX, CAIRSO2, TRNOX, TRNOXOS, TRSO2G2 | Combined cycle | Pipeline Natural Gas |  | Dry Low NOx Burners | Electric Utility |  | 0.0274 | 47.65 | 4040053.911 | 0.0406 | 51.027 | 3616557.383 | 0.0479 | 58.538 | 3799774.204 | 0.0379 | 62.846 | 4301057.734 | 0.0391 | 50.964 | 3557513.122 | 0.083 | 59.947 | 3031947.12 | 0.1038 | 74.169 | 2992325.925 | 0.0876 | 73.215 | 3188907.375 | 0.1564 | 84.2 | 2956882 | 0.0335 | 70.3 | 4440352.7 | 39.1 | Dry Low NOx Burners | Low Ozone Season Rate | 0.0274 | 0.0274 | 14.7 |  |  | 14.7
TX | Odessa-Ector Power Partners, LP | 55215 | GT3 | Ector | 2001-07-20 | 2060 | 171.7 | 31.8378 | -102.3278 | ARP, CAIRNOX, CAIRSO2, TRNOX, TRNOXOS, TRSO2G2 | Combined cycle | Pipeline Natural Gas |  | Dry Low NOx Burners | Electric Utility |  | 0.028 | 48.956 | 4025519.159 | 0.0479 | 69.856 | 4188779.086 | 0.0328 | 70.169 | 4963762.334 | 0.0355 | 73.479 | 4874765.096 | 0.0364 | 55.077 | 3919478.137 | 0.0701 | 65.015 | 3403033.295 | 0.1379 | 77.292 | 2757298.274 | 0.151 | 97.672 | 3175623.705 | 0.1767 | 107.8 | 2969897.2 | 0.0367 | 57.7 | 3618368.9 | 39.3 | Dry Low NOx Burners | Low Ozone Season Rate | 0.028 | 0.028 | 17.1 |  |  | 17.1
TX | Odessa-Ector Power Partners, LP | 55215 | GT4 | Ector | 2001-07-17 | 2060 | 171.7 | 31.8378 | -102.3278 | ARP, CAIRNOX, CAIRSO2, TRNOX, TRNOXOS, TRSO2G2 | Combined cycle | Pipeline Natural Gas |  | Dry Low NOx Burners | Electric Utility |  | 0.0298 | 47.707 | 3842964.7 | 0.0331 | 52.291 | 3747375.606 | 0.0362 | 63.927 | 4242051.289 | 0.0408 | 64.109 | 4228838.534 | 0.0417 | 51.505 | 3567479.54 | 0.1192 | 93.346 | 3676287.483 | 0.1175 | 82.327 | 3166285.832 | 0.0829 | 67.514 | 3112486.33 | 0.1659 | 86.7 | 2987195.9 | 0.0357 | 52.5 | 3581187.2 | 39.5 | Dry Low NOx Burners | Low Ozone Season Rate | 0.0298 | 0.0298 | 15.6 |  |  | 15.6
TX | Oklaunion Power Station | 127 | 1 | Wilbarger | 1986-12-24 | 6800 | 720 | 34.0825 | -99.1753 | ARP | Dry bottom wall-fired boiler | Coal |  | Low NOx Burner Technology (Dry Bottom only) | Electric Utility | Electric Services | 0.3238 | 3274.107 | 19800000 | 0.3097 | 3380.757 | 21300000 | 0.3532 | 4006.601 | 22300000 | 0.2981 | 2530.216 | 16500000 | 0.3385 | 3805.006 | 22000000 | 0.3814 | 3847.325 | 19700000 | 0.3044 | 2589.682 | 16800000 | 0.3309 | 3089.294 | 17900000 | 0.3521 | 3857.7 | 21200000 | 0.3022 | 2697.6 | 17100000 | 85 |  | New SCR | 0.2981 | 0.06 | 657.4 |  |  | 657.4
TX | Optim Energy Twin Oaks | 7030 | U1 | Robertson | 1990-09-01 | 1717 | 174.6 | 31.0932 | -96.6965 | ARP | Circulating fluidized bed boiler | Coal |  |  | Electric Utility | Electric Services | 0.1827 | 531.597 | 5828862.675 | 0.1889 | 541.021 | 5732713.3 | 0.1625 | 516.068 | 6354423.4 | 0.1532 | 423.703 | 5519636.82 | 0.1576 | 443.761 | 5639833.696 | 0.1592 | 454.715 | 5770516.219 | 0.1161 | 312.586 | 5507651.263 | 0.115 | 315.901 | 5580195.414 | 0.1438 | 379.5 | 5300695.4 | 0.145 | 278.7 | 4144581 | 84.1 |  | New SCR | 0.115 | 0.06 | 158.4 |  |  | 158.4
TX | Optim Energy Twin Oaks | 7030 | U2 | Robertson | 1991-10-01 | 1717 | 174.6 | 31.0932 | -96.6965 | ARP | Circulating fluidized bed boiler | Coal |  |  | Electric Utility | Electric Services | 0.1596 | 459.555 | 5769618.3 | 0.1414 | 412.557 | 5869189.5 | 0.1581 | 459.197 | 5738701.25 | 0.1651 | 477.76 | 5808861.087 | 0.1565 | 467.377 | 5975315.7 | 0.1493 | 408.675 | 5498770.672 | 0.1167 | 263.669 | 4697657.711 | 0.1064 | 272.297 | 5267852.564 | 0.1554 | 395.3 | 5157072.6 | 0.1566 | 307.5 | 4228248.2 | 81.8 |  | New SCR | 0.1064 | 0.06 | 152.6 |  |  | 152.6
TX | P H Robinson | 3466 | PHR1 | Galveston | 1966-06-01 | 5096 | 484.5 | 29.4853 | -94.9814 | ARP | Cell burner boiler | Pipeline Natural Gas |  | Other | Electric Utility | Electric Services | 0.1398 | 565.171 | 6676976.798 | [23 empty] | 0 |  |  |  | 0 |  | New SCR | 0.1398 | 0.06 | 0 |  |  | 0
TX | P H Robinson | 3466 | PHR2 | Galveston | 1967-04-15 | 4551 | 484.5 | 29.4853 | -94.9814 | ARP | Cell burner boiler | Pipeline Natural Gas |  | Other | Electric Utility | Electric Services | 0.1437 | 612.223 | 6511484.174 |  |  |  | 0.1014 | 20.911 | 354115.265 | [17 empty] | 0 |  |  |  | 0 |  | New SCR | 0.1014 | 0.06 | 0 |  |  | 0
TX | P H Robinson | 3466 | PHR3 | Galveston | 1968-12-15 | 5645 | 580.5 | 29.4853 | -94.9814 | ARP | Dry bottom wall-fired boiler | Pipeline Natural Gas |  | Other<br>Overfire Air | Electric Utility | Electric Services | [26 empty] | 0 |  |  |  | 0 |  | Not Operating | 0 | 0 | 0 |  |  | 0
TX | P H Robinson | 3466 | PHR4 | Galveston | 1973-12-16 | 8267 | 765 | 29.4853 | -94.9814 | ARP | Cell burner boiler | Pipeline Natural Gas |  | Selective Catalytic Reduction | Electric Utility | Electric Services | 0.1044 | 390.184 | 6721063.891 | [23 empty] | 0 |  |  |  | 0 | SCR | Existing SCR | 0.1044 | 0.1044 | 0 |  |  | 0
TX | Paris Energy Center | 50109 | HRSG1 | Lamar | 1989-06-01 | 1281 | 80 | 33.6968 | -95.5577 | ARP, CAIRNOX, CAIRSO2, TRNOX, TRNOXOS, TRSO2G2 | Combined cycle | Pipeline Natural Gas | Diesel Oil | Steam Injection | Electric Utility | [13 empty] | 0.1321 | 93.649 | 1443649.152 | 0.1196 | 90.957 | 1533212.09 | 0.1396 | 106.246 | 1532111.454 | 0.111 | 42.601 | 762280.962 | 0.1027 | 72.2 | 1419714.9 | 0.0859 | 47.3 | 1145644.6 | 30.2 | Steam Injection | Low Ozone Season Rate | 0.0859 | 0.0859 | 60.4 |  |  | 60.4
TX | Paris Energy Center | 50109 | HRSG2 | Lamar | 1989-06-01 | 1281 | 80 | 33.6968 | -95.5577 | ARP, CAIRNOX, CAIRSO2, TRNOX, TRNOXOS, TRSO2G2 | Combined cycle | Pipeline Natural Gas | Diesel Oil | Steam Injection | Electric Utility | [13 empty] | 0.1196 | 74.113 | 1293593.408 | 0.1196 | 96.53 | 1667814.038 | 0.1348 | 95.067 | 1367187.683 | 0.1143 | 75.438 | 1324623.427 | 0.1184 | 78.4 | 1400397.1 | 0.1165 | 62.9 | 1142309.6 | 29.8 | Steam Injection | Low Ozone Season Rate | 0.1143 | 0.1143 | 75.7 |  |  | 75.7
TX | Parkdale | 3455 | 1 | Dallas | 1953-06-19 | 1362 | 79.6 | 32.7769 | -96.7228 | ARP | Dry bottom wall-fired boiler | Pipeline Natural Gas |  | Combustion Modification/Fuel Reburning | Electric Utility | Electric Services | 0.0987 | 10.241 | 150469.789 | [23 empty] | 0 |  |  |  | 0 |  | Low Ozone Season Rate | 0.0987 | 0.0987 | 0 |  |  | 0
TX | Parkdale | 3455 | 2 | Dallas | 1955-03-31 | 1440 | 125 | 32.7769 | -96.7228 | ARP | Dry bottom wall-fired boiler | Pipeline Natural Gas | Diesel Oil | Combustion Modification/Fuel Reburning<br>Low NOx Burner Technology (Dry Bottom only) | Electric Utility | Electric Services | 0.1425 | 19.439 | 204757.018 | [23 empty] | 0 |  |  |  | 0 |  | New SNCR | 0.1425 | 0.0855 | 0 |  |  | 0
TX | Parkdale | 3455 | 3 | Dallas | 1957-03-25 | 1638 | 136 | 32.7769 | -96.7228 | ARP | Dry bottom wall-fired boiler | Pipeline Natural Gas | Diesel Oil | Low NOx Burner Technology (Dry Bottom only) | Electric Utility | Electric Services | 0.161 | 39.798 | 406974.371 | [23 empty] | 0 |  |  |  | 0 |  | New SNCR | 0.161 | 0.0966 | 0 |  |  | 0
TX | Permian Basin | 3494 | 5 | Ward | 1958-06-01 | 1374 | 114.9 | 31.5839 | -102.9636 | ARP | Dry bottom wall-fired boiler | Pipeline Natural Gas | Residual Oil |  | Electric Utility | Electric Services | 0.1677 | 57.261 | 520573.339 | 0.1641 | 27.461 | 206028.865 | 0.1359 | 19.125 | 182709.452 | 0.1924 | 67.355 | 451357.93 | 0.1835 | 22.862 | 169683.842 | 0.1602 | 35.843 | 278220.918 | 0.1575 | 36.567 | 339565.005 | 0.1477 | 25.602 | 221221.072 |  |  | 0 |  |  |  | 0 |  | New SNCR | 0.1359 | 0.08154 | 0 |  |  | 0
TX | Permian Basin | 3494 | 6 | Ward | 1973-12-20 | 6540 | 535.5 | 31.5839 | -102.9636 | ARP | Dry bottom wall-fired boiler | Pipeline Natural Gas | Residual Oil | Combustion Modification/Fuel Reburning | Electric Utility | Electric Services | 0.1281 | 645.469 | 8698765.511 | 0.1431 | 351.806 | 4025770.508 | 0.1515 | 689.483 | 6658090.861 | 0.1569 | 584.28 | 5836352.088 | 0.1636 | 205.88 | 1694517.356 | 0.1291 | 198.785 | 1956636.167 | 0.1124 | 203.303 | 2323461.252 | 0.1092 | 131.234 | 1652856.123 |  |  | 0 |  |  |  | 0 |  | New SCR | 0.1092 | 0.06 | 0 |  |  | 0
TX | Permian Basin | 3494 | CT1 | Ward | 1988-05-01 | 1062 | 89.4 | 31.5839 | -102.9636 | CAIRNOX, CAIRSO2, TRNOX, TRNOXOS, TRSO2G2 | Combustion turbine | Pipeline Natural Gas | Diesel Oil | Water Injection | Electric Utility | [16 empty] | 0.332 | 28.213 | 169609.3 | 0.3962 | 12.823 | 75619.9 | 0.338 | 11.953 | 71974.3 | 0.3362 | 118.9 | 713881.4 | 0.3323 | 212.2 | 1278506 | 18.3 | Water Injection | Low Ozone Season Rate | 0.332 | 0.332 | 117.4 |  |  | 117.4
TX | Permian Basin | 3494 | CT2 | Ward | 1988-05-01 | 1062 | 89.4 | 31.5839 | -102.9636 | CAIRNOX, CAIRSO2, TRNOX, TRNOXOS, TRSO2G2 | Combustion turbine | Pipeline Natural Gas | Diesel Oil | Water Injection | Electric Utility | [16 empty] | 0.3321 | 29.616 | 177899.5 | 0.3568 | 17.314 | 103958.2 | 0.3386 | 22.183 | 133558.2 | 0.3354 | 76 | 457750 | 0.3323 | 116 | 698622.3 | 11.7 | Water Injection | Low Ozone Season Rate | 0.3321 | 0.3321 | 75.3 |  |  | 75.3
TX | Permian Basin | 3494 | CT3 | Ward | 1988-05-01 | 1062 | 89.4 | 31.5839 | -102.9636 | CAIRNOX, CAIRSO2, TRNOX, TRNOXOS, TRSO2G2 | Combustion turbine | Pipeline Natural Gas | Diesel Oil | Water Injection | Electric Utility | [16 empty] | 0.333 | 20.389 | 122562 | 0.3471 | 11.038 | 66422.6 | 0.3448 | 10.941 | 65194.2 | 0.3344 | 96.9 | 583349.5 | 0.3324 | 227.9 | 1372674.5 | 15 | Water Injection | Low Ozone Season Rate | 0.3324 | 0.3324 | 96.3 |  |  | 96.3
TX | Permian Basin | 3494 | CT4 | Ward | 1990-02-01 | 1062 | 89.4 | 31.5839 | -102.9636 | CAIRNOX, CAIRSO2, TRNOX, TRNOXOS, TRSO2G2 | Combustion turbine | Pipeline Natural Gas | Diesel Oil | Water Injection | Electric Utility | [16 empty] | 0.3312 | 18.977 | 113750.6 | 0.3401 | 16.034 | 96541.4 | 0.3342 | 32.549 | 195318.8 | 0.3387 | 93.6 | 563615.2 | 0.333 | 183.4 | 1104059.2 | 14.5 | Water Injection | Low Ozone Season Rate | 0.3312 | 0.3312 | 91.6 |  |  | 91.6
TX | Permian Basin | 3494 | CT5 | Ward | 1990-02-01 | 1062 | 89.4 | 31.5839 | -102.9636 | CAIRNOX, CAIRSO2, TRNOX, TRNOXOS, TRSO2G2 | Combustion turbine | Pipeline Natural Gas | Diesel Oil | Water Injection | Electric Utility | [16 empty] | 0.3341 | 5.328 | 31789.6 | 0.344 | 14.661 | 88248.8 | 0.3317 | 24.058 | 144926.6 | 0.335 | 78 | 469860.5 | 0.3324 | 136.9 | 824449.5 | 12 | Water Injection | Low Ozone Season Rate | 0.3317 | 0.3317 | 77.3 |  |  | 77.3
TX | Plant X | 3485 | 111B | Lamb | 1952-05-01 | 616 | 48 | 34.1661 | -102.4114 | ARP | Dry bottom wall-fired boiler | Pipeline Natural Gas | Diesel Oil |  | Electric Utility | Electric Services | 0.3401 | 108.49 | 623840.075 | 0.2992 | 92.225 | 567790.403 | 0.242 | 27.625 | 203621.481 | 0.274 | 97.405 | 631261.911 | 0.2476 | 122.491 | 844432.795 | 0.1498 | 36.192 | 445202.213 | 0.2885 | 73.292 | 498551.11 | 0.2995 | 141.977 | 937607.846 | 0.3047 | 95.6 | 615211 | 0.3209 | 163.5 | 1013540.8 | 27.2 |  | New SNCR | 0.1498 | 0.08988 | 28.2 |  |  | 28.2
TX | Plant X | 3485 | 112B | Lamb | 1953-08-01 | 1276 | 98 | 34.1661 | -102.4114 | ARP | Tangentially-fired | Pipeline Natural Gas | Diesel Oil |  | Electric Utility | Electric Services | 0.0861 | 64.266 | 1318749.1 | 0.1036 | 68.888 | 1128514.028 | 0.0991 | 81.536 | 1581606.306 | 0.0854 | 58.265 | 1249814.647 | 0.0778 | 37.45 | 896068.82 | 0.0918 | 41.021 | 863315.551 | 0.0781 | 40.005 | 969760.01 | 0.0673 | 44.581 | 1275593.946 | 0.0844 | 59.4 | 1329411.1 | 0.0798 | 61 | 1431832 | 28.4 |  | Low Ozone Season Rate | 0.0673 | 0.0673 | 47.3 |  |  | 47.3
TX | Plant X | 3485 | 113B | Lamb | 1955-06-01 | 1365 | 98 | 34.1661 | -102.4114 | ARP | Tangentially-fired | Pipeline Natural Gas | Diesel Oil |  | Electric Utility | Electric Services | 0.1531 | 130.777 | 1453065.775 | 0.1387 | 104.857 | 1355154.844 | 0.1565 | 148.856 | 1731287.188 | 0.1704 | 126.057 | 1358906.737 | 0.164 | 101.986 | 1223208.688 | 0.1699 | 69.787 | 762124.332 | 0.153 | 115.903 | 1374221.14 | 0.1154 | 62.733 | 1019966.195 | 0.1194 | 72.5 | 1123104 | 0.1572 | 142.1 | 1627192.2 | 22.4 |  | New SNCR | 0.1154 | 0.06924 | 42.1 |  |  | 42.1
TX | Plant X | 3485 | 114B | Lamb | 1964-07-01 | 2375 | 190.4 | 34.1661 | -102.4114 | ARP | Tangentially-fired | Pipeline Natural Gas | Diesel Oil, Other Oil |  | Electric Utility | Electric Services | 0.1561 | 394.222 | 4471100.475 | 0.1269 | 322.509 | 4628639.463 | 0.1109 | 234.038 | 3892897.39 | 0.1126 | 266.014 | 4518965.456 | 0.1159 | 295.014 | 4498902.951 | 0.1072 | 217.386 | 3743479.377 | 0.1002 | 169.104 | 3153087.806 | 0.099 | 189.425 | 3389757.296 | 0.1066 | 229 | 3688839.4 | 0.1231 | 327 | 4680093.7 | 42.3 |  | Low Ozone Season Rate | 0.099 | 0.099 | 212.7 |  |  | 212.7
TX | Power Lane Steam Plant | 4195 | 2 | Hunt | 1969-01-01 | 324 | 25 | 33.1707 | -96.1264 | ARP | Dry bottom wall-fired boiler | Pipeline Natural Gas | Diesel Oil |  | Electric Utility | Electric Services | 0.1918 | 0.964 | 8724.375 | 0.1906 | 0.281 | 2939.25 | 0.2793 | 20.609 | 116507.5 | 0.2095 | 10.934 | 88426.875 | 0.1967 | 7.882 | 65105.8 | 0.2092 | 12.652 | 98642.625 | 0.2053 | 12.701 | 102703.325 | 0.2017 | 14.848 | 121623.075 | 0.1507 | 13.1 | 146203.9 | 0.1459 | 8.4 | 91374.9 | 12.3 |  | New SNCR | 0.1459 | 0.08754 | 7.6 |  |  | 7.6
TX | Power Lane Steam Plant | 4195 | 3 | Hunt | 1977-05-01 | 493 | 43.2 | 33.1707 | -96.1264 | ARP | Dry bottom wall-fired boiler | Pipeline Natural Gas | Diesel Oil |  | Electric Utility | Electric Services | 0.04 | 2.238 | 46387.075 | 0.0263 | 1.661 | 42972.175 | 0.1131 | 24.584 | 377269.75 | 0.1074 | 18.051 | 286219.95 | 0.05 | 1.263 | 25268.75 | 0.0869 | 9.493 | 172422.525 | 0.0956 | 15.157 | 265680.6 | 0.0918 | 14.53 | 255910.575 | 0.0931 | 12.1 | 195331.1 | 0.0858 | 8.8 | 137530.9 | 10.8 |  | Low Ozone Season Rate | 0.0263 | 0.0263 | 3.4 |  |  | 3.4
TX | Quail Run Energy Center | 56349 | CT1A | Ector | 2007-04-25 | 1260 | 75 | 31.8414 | -102.315 | ARP, CAIRNOX, CAIRSO2, TRNOX, TRNOXOS, TRSO2G2 | Combined cycle | Pipeline Natural Gas |  | Dry Low NOx Burners<br>Selective Catalytic Reduction | Electric Utility | [16 empty] | 0.0278 | 12.865 | 1477795.341 | 0.0271 | 16.487 | 1844786.322 | 0.0305 | 12.176 | 1290964.468 | 0.0372 | 12.2 | 1111817.4 | 0.0397 | 7.8 | 610224 | 24 | Dry Low NOx Burners<br>Selective Catalytic Reduction | Existing SCR | 0.0271 | 0.0271 | 8.9 |  |  | 8.9
TX | Quail Run Energy Center | 56349 | CT1B | Ector | 2007-04-26 | 1260 | 75 | 31.8414 | -102.315 | ARP, CAIRNOX, CAIRSO2, TRNOX, TRNOXOS, TRSO2G2 | Combined cycle | Pipeline Natural Gas |  | Dry Low NOx Burners<br>Selective Catalytic Reduction | Electric Utility | [16 empty] | 0.0269 | 11.772 | 1455744.126 | 0.0295 | 14.615 | 1665026.817 | 0.028 | 9.818 | 1184066.764 | 0.0375 | 10.8 | 994105.8 | 0.0292 | 5.8 | 578750.2 | 21.5 | Dry Low NOx Burners<br>Selective Catalytic Reduction | Existing SCR | 0.0269 | 0.0269 | 7.8 |  |  | 7.8
TX | Quail Run Energy Center | 56349 | CT2A | Ector | 2002-03-15 | 1335 | 86.5 | 31.8414 | -102.315 | ARP, CAIRNOX, CAIRSO2, TRNOX, TRNOXOS, TRSO2G2 | Combined cycle | Pipeline Natural Gas |  | Dry Low NOx Burners<br>Selective Catalytic Reduction | Electric Utility | [19 empty] | 0.0301 | 16.108 | 1706421.464 | 0.0315 | 14.216 | 1466669.481 | 0.035 | 12.5 | 1213708.6 | 0.0389 | 7.6 | 625478.7 | 24.8 | Dry Low NOx Burners<br>Selective Catalytic Reduction | Existing SCR | 0.0301 | 0.0301 | 10.7 |  |  | 10.7
TX | Quail Run Energy Center | 56349 | CT2B | Ector | 2002-03-09 | 1260 | 86.5 | 31.8414 | -102.315 | ARP, CAIRNOX, CAIRSO2, TRNOX, TRNOXOS, TRSO2G2 | Combined cycle | Pipeline Natural Gas |  | Dry Low NOx Burners<br>Selective Catalytic Reduction | Electric Utility | [19 empty] | 0.0205 | 13.658 | 1653944.293 | 0.0214 | 12.402 | 1399345.867 | 0.0263 | 11.9 | 1167904.6 | 0.029 | 6.9 | 620974.6 | 25.2 | Dry Low NOx Burners<br>Selective Catalytic Reduction | Existing SCR | 0.0205 | 0.0205 | 9.2 |  |  | 9.2
TX | R W Miller | 3628 | 1 | Palo Pinto | 1968-10-01 | 920 | 66 | 32.6581 | -98.3103 | ARP | Dry bottom wall-fired boiler | Pipeline Natural Gas |  |  | Electric Utility | Electric Services | 0.1324 | 2.161 | 21266.15 | 0.139 | 3.267 | 43908.525 | 0.1645 | 83.957 | 817937.15 | 0.1654 | 76.773 | 787989.675 | 0.1284 | 7.201 | 84027.325 | 0.1488 | 47.419 | 515203.65 | 0.1563 | 32.129 | 317535.1 | 0.1539 | 25.809 | 245467.782 | 0.1625 | 37.4 | 300803.2 | 0.1269 | 15.8 | 172728.7 | 8.9 |  | New SNCR | 0.1269 | 0.07614 | 17.5 |  |  | 17.5
TX | R W Miller | 3628 | 2 | Palo Pinto | 1972-03-24 | 1326 | 100 | 32.6581 | -98.3103 | ARP | Dry bottom wall-fired boiler | Pipeline Natural Gas | Diesel Oil |  | Electric Utility | Electric Services | 0.1237 | 11.465 | 139176.625 | 0.1073 | 25.675 | 313837.475 | 0.1617 | 223.06 | 2236857.575 | 0.2164 | 198.449 | 1462998.9 | 0.178 | 47.832 | 449683.475 | 0.2148 | 155.202 | 1311148.9 | 0.2483 | 170.905 | 1220271.05 | 0.2488 | 149.1 | 1114964.215 | 0.2149 | 114 | 894317.6 | 0.2185 | 33 | 228897.9 | 18.4 |  | New SNCR | 0.1073 | 0.06438 | 34.2 |  |  | 34.2
TX | R W Miller | 3628 | 3 | Palo Pinto | 1975-06-15 | 2350 | 200 | 32.6581 | -98.3103 | ARP | Dry bottom wall-fired boiler | Pipeline Natural Gas | Diesel Oil | Combustion Modification/Fuel Reburning | Electric Utility | Electric Services | 0.0827 | 105.419 | 2293184.625 | 0.0784 | 59.913 | 1274606.5 | 0.0926 | 128.704 | 2783213.975 | 0.099 | 171.902 | 3270035.55 | 0.0897 | 83.675 | 1738853.75 | 0.0923 | 125.891 | 2695026.675 | 0.0956 | 113.564 | 2306570.35 | 0.0926 | 107.851 | 2251560.867 | 0.0974 | 89.3 | 1439151.8 | 0.1089 | 117 | 1908372.2 | 16.7 |  | Low Ozone Season Rate | 0.0784 | 0.0784 | 71.9 |  |  | 71.9
TX | R W Miller | 3628 | **4 | Palo Pinto | 1994-08-01 | 1510 | 118.8 | 32.6581 | -98.3103 | ARP, CAIRNOX, CAIRSO2, TRNOX, TRNOXOS, TRSO2G2 | Combustion turbine | Pipeline Natural Gas | Diesel Oil | Water Injection | Electric Utility |  | 0.0753 | 10.373 | 311927.05 | 0.0694 | 4.746 | 153857.1 | 0.066 | 27.554 | 981625.975 | 0.0706 | 28.914 | 937606.6 | 0.0747 | 6.796 | 198437.275 | 0.0821 | 16.025 | 428264.375 | 0.1201 | 11.486 | 233054.825 | 0.1014 | 13.519 | 317213.897 | 0.0868 | 33.8 | 765969.6 | 0.0886 | 12.2 | 291603.1 | 13.8 | Water Injection | Low Ozone Season Rate | 0.066 | 0.066 | 25.7 |  |  | 25.7
TX | R W Miller | 3628 | **5 | Palo Pinto | 1994-08-01 | 1800 | 118.8 | 32.6581 | -98.3103 | ARP, CAIRNOX, CAIRSO2, TRNOX, TRNOXOS, TRSO2G2 | Combustion turbine | Pipeline Natural Gas | Diesel Oil | Water Injection | Electric Utility |  | 0.0759 | 9.719 | 269500.975 | 0.0769 | 3.829 | 104632.425 | 0.0776 | 28.887 | 815169.6 | 0.0726 | 21.733 | 629108.175 | 0.0752 | 10.362 | 309633.3 | 0.0801 | 25.882 | 710356.2 | 0.1093 | 12.649 | 274378.5 | 0.0914 | 6.551 | 159549.815 | 0.0847 | 31.5 | 734693.7 | 0.0933 | 12.1 | 284941.2 | 11.1 | Water Injection | Low Ozone Season Rate | 0.0726 | 0.0726 | 27 |  |  | 27
TX | Ray Olinger | 3576 | BW2 | Collin | 1970-10-01 | 1300 | 113.4 | 33.0667 | -96.4519 | ARP | Dry bottom wall-fired boiler | Pipeline Natural Gas | Diesel Oil | Overfire Air | Electric Utility | Electric Services | 0.0496 | 35.146 | 847041.9 | 0.0547 | 57.218 | 1588971.8 | 0.0474 | 40.52 | 1519808.775 | 0.0507 | 33.58 | 1235946.05 | 0.0516 | 25.051 | 946371.5 | 0.0312 | 16.72 | 629441.525 | 0.0314 | 14.495 | 555146.475 | 0.0375 | 13.278 | 519526.1 | 0.0418 | 13.5 | 524518.9 | 0.0325 | 10.8 | 420603.4 | 11 |  | Low Ozone Season Rate | 0.0312 | 0.0312 | 10.1 |  |  | 10.1
TX | Ray Olinger | 3576 | BW3 | Collin | 1976-03-01 | 1519 | 156.6 | 33.0667 | -96.4519 | ARP | Dry bottom wall-fired boiler | Pipeline Natural Gas | Diesel Oil | Low NOx Burner Technology w/ Overfire Air | Electric Utility | Electric Services | 0.0722 | 89.483 | 2431694.925 | 0.0439 | 35.653 | 1094207.625 | 0.0353 | 32.026 | 1282812.175 | 0.0484 | 30.875 | 1172698.725 | 0.0468 | 19.301 | 768403.975 | 0.0221 | 12.308 | 501175.05 | 0.0296 | 16.52 | 654795.2 | 0.0332 | 15.241 | 641993.175 | 0.0361 | 17.3 | 745432.5 | 0.0361 | 12 | 521724.8 | 13.4 |  | Low Ozone Season Rate | 0.0221 | 0.0221 | 10.6 |  |  | 10.6
TX | Ray Olinger | 3576 | CE1 | Collin | 1967-05-01 | 888 | 75 | 33.0667 | -96.4519 | ARP | Tangentially-fired | Pipeline Natural Gas | Diesel Oil | Low NOx Burner Technology w/ Separated OFA | Electric Utility | Electric Services | 0.035 | 22.853 | 719431.65 | 0.0344 | 20.64 | 592316.05 | 0.0358 | 21.878 | 824043.025 | 0.0472 | 31.021 | 1191757.525 | 0.0426 | 6.503 | 249815.4 | 0.0278 | 2.649 | 95743.275 | 0.0268 | 4.455 | 180745.625 | 0.0356 | 4.409 | 137717.7 | 0.0346 | 7.1 | 281389 | 0.0332 | 4 | 160785.4 | 8.6 |  | Low Ozone Season Rate | 0.0268 | 0.0268 | 5.5 |  |  | 5.5
TX | Ray Olinger | 3576 | GE4 | Collin | 2001-08-03 | 1000 | 82.7 | 33.0667 | -96.4519 | ARP, CAIRNOX, CAIRSO2, TRNOX, TRNOXOS, TRSO2G2 | Combustion turbine | Pipeline Natural Gas |  | Dry Low NOx Burners | Electric Utility |  | 0.0324 | 4.468 | 339294.725 | 0.0422 | 2.783 | 161153.175 | 0.036 | 5.907 | 410232.175 | 0.0294 | 5.121 | 435788.05 | 0.0335 | 2.497 | 186397.725 | 0.0401 | 1.076 | 73023.975 | 0.047 | 1.959 | 118860.925 | 0.0394 | 1.659 | 116100.45 | 0.041 | 2 | 143056.2 | 0.0355 | 0.6 | 44280.2 | 3.9 | Dry Low NOx Burners | Low Ozone Season Rate | 0.0294 | 0.0294 | 1.4 |  |  | 1.4
TX | Rio Nogales Power Project, LP | 55137 | CTG-1 | Guadalupe | 2002-04-01 | 2056 | 175 | 29.5932 | -97.9724 | ARP, CAIRNOX, CAIRSO2, TRNOX, TRNOXOS, TRSO2G2 | Combined cycle | Pipeline Natural Gas |  | Dry Low NOx Burners | Electric Utility |  | 0.0604 | 66.688 | 2680112.475 | 0.0485 | 49.458 | 2624715.6 | 0.0308 | 65.778 | 4620904.3 | 0.0236 | 59.057 | 5049624.125 | 0.0424 | 68.091 | 4183040.55 | 0.0391 | 69.738 | 4400503.777 | 0.0299 | 54.727 | 4064050.257 | 0.0302 | 58.139 | 4109734.126 | 0.0315 | 57 | 3915703.7 | 0.0295 | 54.2 | 3942180.2 | 51.9 | Dry Low NOx Burners | Low Ozone Season Rate | 0.0236 | 0.0236 | 42.7 |  |  | 42.7
TX | Rio Nogales Power Project, LP | 55137 | CTG-2 | Guadalupe | 2002-04-01 | 2105 | 175 | 29.5932 | -97.9724 | ARP, CAIRNOX, CAIRSO2, TRNOX, TRNOXOS, TRSO2G2 | Combined cycle | Pipeline Natural Gas |  | Dry Low NOx Burners | Electric Utility |  | 0.0749 | 143.4 | 4142502.55 | 0.0442 | 47.052 | 2726109.125 | 0.0297 | 59.61 | 4491713.775 | 0.0249 | 64.86 | 5233152.3 | 0.0346 | 57.77 | 3974890.05 | 0.0343 | 61.473 | 4214114.68 | 0.0295 | 61.977 | 4494060.385 | 0.0322 | 49.59 | 3445484.729 | 0.0303 | 55.1 | 3926041.7 | 0.0267 | 63.5 | 4910232.5 | 50.8 | Dry Low NOx Burners | Low Ozone Season Rate | 0.0249 | 0.0249 | 45.3 |  |  | 45.3
TX | Rio Nogales Power Project, LP | 55137 | CTG-3 | Guadalupe | 2002-04-01 | 2071 | 175 | 29.5932 | -97.9724 | ARP, CAIRNOX, CAIRSO2, TRNOX, TRNOXOS, TRSO2G2 | Combined cycle | Pipeline Natural Gas |  | Dry Low NOx Burners | Electric Utility |  | 0.0453 | 56.969 | 3050745 | 0.0401 | 44.788 | 2757712 | 0.0302 | 63.021 | 4561188.75 | 0.0259 | 58.798 | 4823740.15 | 0.0367 | 52.235 | 3529013.025 | 0.0357 | 64.021 | 4055729.101 | 0.0295 | 63.263 | 4535874.851 | 0.033 | 48.403 | 3362648.253 | 0.0302 | 55.5 | 3959382.7 | 0.029 | 57.1 | 4186710.2 | 52.1 | Dry Low NOx Burners | Low Ozone Season Rate | 0.0259 | 0.0259 | 47.6 |  |  | 47.6
TX | Rio Pecos Power Station | 3526 | 5 | Crockett | 1959-06-01 | 353 | 37.5 | 31.0847 | -102.3656 | ARP | Combined cycle | Pipeline Natural Gas | Diesel Oil |  | Electric Utility |  | 0.1105 | 4.263 | 72118.45 |  |  |  | 0.1105 | 4.263 | 72118.45 | [21 empty] | 0 | None Reported | Water Injection | 0.1105 | 0.0663 | 0 |  |  | 0
TX | River Crest | 3503 | 1 | Red River | 1954-06-30 | 1638 | 112.5 | 33.3994 | -95.155 | ARP | Dry bottom wall-fired boiler | Pipeline Natural Gas |  |  | Electric Utility | Electric Services | [26 empty] | 0 |  |  |  | 0 |  | Not Operating | 0 | 0 | 0 |  |  | 0
TX | Roland C. Dansby Power Plant | 6243 | 1 | Brazos | 1978-09-01 | 1300 | 105 | 30.7217 | -96.4599 | ARP | Dry bottom wall-fired boiler | Pipeline Natural Gas | Diesel Oil | Overfire Air | Electric Utility | Electric Services | 0.0894 | 59.848 | 1331679.95 | 0.0969 | 103.068 | 1872725.5 | 0.128 | 195.194 | 2754895.3 | 0.0999 | 83.761 | 1626635.4 | 0.0966 | 68.627 | 1399947.725 | 0.0876 | 56.843 | 1285956.175 | 0.0982 | 38.193 | 757331.772 | 0.0787 | 32.541 | 798993.853 | 0.087 | 39.1 | 868123 | 0.1006 | 29.1 | 574626.5 | 18.2 |  | Low Ozone Season Rate | 0.0787 | 0.0787 | 35.4 |  |  | 35.4
TX | Roland C. Dansby Power Plant | 6243 | 2 | Brazos | 2003-12-12 | 500 | 49.1 | 30.7217 | -96.4599 | ARP, CAIRNOX, CAIRSO2, TRNOX, TRNOXOS, TRSO2G2 | Combustion turbine | Pipeline Natural Gas |  | Water Injection<br>Selective Catalytic Reduction | Electric Utility |  |  |  |  | 0.0186 | 0.937 | 177911.625 | 0.0135 | 3.8 | 815320.45 | 0.0147 | 3.265 | 635918.2 | 0.0196 | 2.765 | 413273.4 | 0.0303 | 1.97 | 224582.731 | 0.0171 | 0.991 | 178792.974 | 0.0214 | 1.183 | 174615.471 | 0.0189 | 1.4 | 226848.7 | 0.0537 | 1.5 | 98633.3 | 12.4 | Water Injection<br>Selective Catalytic Reduction | Existing SCR | 0.0135 | 0.0135 | 1 |  |  | 1
TX | Roland C. Dansby Power Plant | 6243 | 3 | Brazos | 2010-01-19 | 932 | 49.1 | 30.7217 | -96.4599 | ARP, CAIRNOX, CAIRSO2, TRNOX, TRNOXOS, TRSO2G2 | Combustion turbine | Pipeline Natural Gas | Diesel Oil | Water Injection<br>Selective Catalytic Reduction | Electric Utility | [25 empty] | 0.0318 | 2.9 | 253110.7 | 0.0332 | 1.7 | 154875.1 | 7.4 | Water Injection<br>Selective Catalytic Reduction | Existing SCR | 0.0318 | 0.0318 | 2.9 |  |  | 2.9
TX | Sabine | 3459 | 1 | Orange | 1962-01-01 | 2200 | 239.4 | 30.0242 | -93.875 | ARP | Tangentially-fired | Pipeline Natural Gas |  |  | Electric Utility |  | 0.1631 | 119.661 | 1458797.7 | 0.1176 | 243.795 | 3919941.085 | 0.1212 | 233.316 | 3630609.227 | 0.1527 | 231.543 | 2826748.821 | 0.178 | 271.542 | 3007962.345 | 0.1725 | 238.429 | 2750062.461 | 0.1598 | 251.087 | 3092603.934 | 0.1462 | 312.372 | 4155609.451 | 0.1628 | 308.2 | 3771690.8 | 0.162 | 238.5 | 2825965.5 | 46.7 |  | New SCR | 0.1176 | 0.06 | 113.6 |  |  | 113.6
TX | Sabine | 3459 | 2 | Orange | 1962-10-01 | 2200 | 239.4 | 30.0242 | -93.875 | ARP | Tangentially-fired | Pipeline Natural Gas |  |  | Electric Utility |  | 0.116 | 210.5 | 3427453.675 | 0.14 | 284.367 | 3837462.7 | 0.1202 | 198.554 | 3126603.998 | 0.1103 | 166.325 | 2837088.126 | 0.1154 | 206.386 | 3445839.137 | 0.132 | 208.864 | 3178193.95 | 0.1419 | 248.685 | 3555231.22 | 0.1566 | 313.078 | 4096296.272 | 0.1658 | 224.3 | 2757380.5 | 0.1163 | 151.7 | 2665401.9 | 34.1 |  | New SCR | 0.1103 | 0.06 | 81.2 |  |  | 81.2
TX | Sabine | 3459 | 3 | Orange | 1966-12-01 | 4000 | 473.4 | 30.0242 | -93.875 | ARP | Tangentially-fired | Pipeline Natural Gas |  | Low NOx Burner Technology w/ Separated OFA | Electric Utility |  | 0.0728 | 219.404 | 6691966.05 | 0.0825 | 196.227 | 5389313.41 | 0.0684 | 234.997 | 7109851.245 | 0.0816 | 278.851 | 7247577.197 | 0.0789 | 243.55 | 6502693.854 | 0.1147 | 181.094 | 3423008.984 | 0.0999 | 196.635 | 4270918.502 | 0.093 | 258.286 | 6391484.148 | 0.1324 | 271.5 | 4298564 | 0.1344 | 316.9 | 5060986.7 | 29.3 |  | Low Ozone Season Rate | 0.0684 | 0.0684 | 140.3 |  |  | 140.3
TX | Sabine | 3459 | 4 | Orange | 1974-08-01 | 5488 | 591.6 | 30.0242 | -93.875 | ARP | Dry bottom wall-fired boiler | Pipeline Natural Gas |  | Combustion Modification/Fuel Reburning | Electric Utility |  | 0.1063 | 527.854 | 9642346.5 | 0.115 | 552.241 | 9049273.003 | 0.1176 | 611.786 | 9693854.108 | 0.113 | 552.915 | 9128243.556 | 0.1302 | 327.674 | 4541179.236 | 0.1266 | 653.669 | 9317760.985 | 0.1281 | 460.71 | 6193145.701 | 0.1178 | 427.012 | 6368444.786 | 0.1271 | 737.6 | 10500000 | 0.1181 | 539.7 | 8433684.7 | 52.1 |  | New SCR | 0.1063 | 0.06 | 348.2 |  |  | 348.2
TX | Sabine | 3459 | 5 | Orange | 1979-12-21 | 5100 | 507.4 | 30.0242 | -93.875 | ARP | Tangentially-fired | Pipeline Natural Gas | Residual Oil | Low NOx Burner Technology w/ Closed-coupled OFA (Began Feb 01, 2003) | Electric Utility |  | 0.0801 | 223.194 | 5688386.725 | 0.0732 | 195.811 | 5242958.059 | 0.0769 | 209.582 | 5125474.079 | 0.0754 | 230.893 | 5663754.645 | 0.0813 | 258.631 | 6066824.313 | 0.0819 | 196.493 | 4580323.407 | 0.082 | 276.966 | 6357544.491 | 0.0787 | 247.778 | 5943703.388 | 0.0725 | 171.6 | 4547208 | 0.0833 | 207.1 | 4755130.4 | 24.3 |  | Low Ozone Season Rate | 0.0725 | 0.0725 | 171.6 |  |  | 171.6
TX | Sam Bertron | 3468 | SRB1 | Harris | 1958-03-01 | 2336 | 187.8 | 29.7268 | -95.06 | ARP | Dry bottom wall-fired boiler | Pipeline Natural Gas | Other Oil | Overfire Air | Electric Utility | Electric Services | 0.1422 | 64.858 | 706022.774 | 0.1454 | 46.428 | 508542.532 | 0.1597 | 78.856 | 813881.196 | 0.1641 | 95.916 | 964501.398 | 0.1558 | 30.652 | 311039.407 | 0.1539 | 33.268 | 345958.479 | 0.1562 | 43.307 | 461794.335 | 0.1185 | 16.531 | 261568.193 | 0.0501 | 0 | 820.9 | 0.1235 | 11.9 | 160781.1 | 0 |  | Low Ozone Season Rate | 0.0501 | 0.0501 | 0 |  |  | 0
TX | Sam Bertron | 3468 | SRB2 | Harris | 1956-04-01 | 2196 | 187.8 | 29.7268 | -95.06 | ARP | Dry bottom wall-fired boiler | Pipeline Natural Gas | Other Oil | Overfire Air | Electric Utility | Electric Services | 0.1195 | 64.759 | 862671.895 | 0.0938 | 28.227 | 453380.659 | 0.1573 | 100.524 | 1047707.483 | 0.1626 | 126.271 | 1347483.846 | 0.1684 | 78.709 | 775657.265 | 0.1756 | 68.238 | 649251.313 | 0.1674 | 88.821 | 854933.091 |  |  |  | 0.1072 | 2.8 | 31773.2 | 0.1669 | 69.8 | 608991.1 | 0.4 |  | Low Ozone Season Rate | 0.0938 | 0.0938 | 2.5 |  |  | 2.5
TX | Sam Bertron | 3468 | SRB3 | Harris | 1959-04-01 | 3146 | 225.3 | 29.7268 | -95.06 | ARP | Tangentially-fired | Pipeline Natural Gas | Other Oil | Overfire Air | Electric Utility | Electric Services | 0.1015 | 116.29 | 1860931.611 | 0.1118 | 55.048 | 816900.324 | 0.1083 | 64.683 | 983662.965 | 0.1178 | 80.984 | 1080853.652 | 0.1075 | 50.493 | 736404.083 | 0.1059 | 45.553 | 632495.535 | 0.1081 | 69.782 | 995502.609 | 0.1053 | 57.612 | 732820.115 | 0.0994 | 108.1 | 1539461 | 0.0896 | 26.9 | 424162 | 13.3 |  | Low Ozone Season Rate | 0.0896 | 0.0896 | 97.4 |  |  | 97.4
TX | Sam Bertron | 3468 | SRB4 | Harris | 1960-03-15 | 3146 | 225.3 | 29.7268 | -95.06 | ARP | Tangentially-fired | Pipeline Natural Gas | Other Oil | Overfire Air | Electric Utility | Electric Services | 0.0802 | 80.745 | 1841787.821 | 0.084 | 38.873 | 810983.147 | 0.0826 | 59.804 | 1214351.941 | 0.0973 | 85.774 | 1423948.133 | 0.0935 | 44.126 | 740534.699 | 0.1008 | 39.541 | 585910.152 | 0.1001 | 64.85 | 1021080.432 | 0.0964 | 47.745 | 731466.815 | 0.1014 | 85.3 | 1313713.5 | 0.0804 | 20.8 | 365572 | 11.4 |  | Low Ozone Season Rate | 0.0802 | 0.0802 | 67.5 |  |  | 67.5
TX | Sam Rayburn Plant | 3631 | CT7 | Victoria | 2003-10-10 | 505 | 49.2 | 28.8947 | -97.1347 | ARP, CAIRNOX, CAIRSO2, TRNOX, TRNOXOS, TRSO2G2 | Combustion turbine | Pipeline Natural Gas | Diesel Oil | Dry Low NOx Burners<br>Selective Catalytic Reduction | Electric Utility |  |  |  |  | 0.0289 | 5.786 | 656393.495 | 0.0311 | 5.723 | 626594.115 | 0.023 | 5.115 | 681838.259 | 0.0177 | 5.628 | 826793.603 | 0.0198 | 6.665 | 911087.028 | 0.0223 | 5.57 | 689286.807 | 0.0207 | 3.213 | 434019.441 | 0.0218 | 6.7 | 733172.3 | 0.0254 | 3.7 | 403775.1 | 39.5 | Dry Low NOx Burners<br>Selective Catalytic Reduction | Existing SCR | 0.0177 | 0.0177 | 5.4 |  |  | 5.4
TX | Sam Rayburn Plant | 3631 | CT8 | Victoria | 2003-10-10 | 491 | 49.2 | 28.8947 | -97.1347 | ARP, CAIRNOX, CAIRSO2, TRNOX, TRNOXOS, TRSO2G2 | Combustion turbine | Pipeline Natural Gas | Diesel Oil | Dry Low NOx Burners<br>Selective Catalytic Reduction | Electric Utility |  |  |  |  | 0.0328 | 5.317 | 550995.495 | 0.0294 | 6.901 | 795495.636 | 0.0209 | 5.06 | 701092.888 | 0.0194 | 5.484 | 780648.905 | 0.0175 | 6.41 | 978206.88 | 0.0208 | 5.596 | 702541.534 | 0.019 | 3.478 | 478076.244 | 0.0212 | 5.4 | 697599.6 | 0.026 | 3.2 | 343129.9 | 38.7 | Dry Low NOx Burners<br>Selective Catalytic Reduction | Existing SCR | 0.0175 | 0.0175 | 4.5 |  |  | 4.5
TX | Sam Rayburn Plant | 3631 | CT9 | Victoria | 2003-10-10 | 492.3 | 49.2 | 28.8947 | -97.1347 | ARP, CAIRNOX, CAIRSO2, TRNOX, TRNOXOS, TRSO2G2 | Combustion turbine | Pipeline Natural Gas | Diesel Oil | Dry Low NOx Burners<br>Selective Catalytic Reduction | Electric Utility |  |  |  |  | 0.0354 | 4.025 | 391086.714 | 0.03 | 7.152 | 753294.85 | 0.0226 | 5.008 | 638811.446 | 0.0206 | 5.817 | 768833.547 | 0.0196 | 6.165 | 872384.022 | 0.0203 | 4.841 | 629460.72 | 0.0211 | 2.998 | 390940.787 | 0.018 | 4.5 | 624988.4 | 0.0255 | 2.9 | 305698.3 | 34.6 | Dry Low NOx Burners<br>Selective Catalytic Reduction | Existing SCR | 0.018 | 0.018 | 4.5 |  |  | 4.5
TX | Sam Seymour | 6179 | 1 | Fayette | 1979-06-01 | 8673.9 | 615 | 29.9172 | -96.7506 | ARP | Tangentially-fired | Coal |  | Low NOx Burner Technology w/ Closed-coupled/Separated OFA | Electric Utility | Electric Services | 0.1206 | 1179.391 | 19800000 | 0.1003 | 984.93 | 19800000 | 0.0996 | 985.916 | 19800000 | 0.0998 | 953.975 | 19100000 | 0.1023 | 1081.107 | 21300000 | 0.1063 | 1113.808 | 21000000 | 0.0915 | 887.777 | 19400000 | 0.0966 | 997.639 | 20600000 | 0.1068 | 1061.6 | 20100000 | 0.1018 | 946.4 | 18800000 | 63.1 |  | New SCR | 0.0915 | 0.06 | 596.4 |  |  | 596.4
TX | Sam Seymour | 6179 | 2 | Fayette | 1980-05-21 | 8673.9 | 615 | 29.9172 | -96.7506 | ARP | Tangentially-fired | Coal |  |  | Electric Utility | Electric Services | 0.298 | 2978.625 | 20000000 | 0.1103 | 1091.004 | 19900000 | 0.0967 | 956.988 | 20000000 | 0.1098 | 1033.395 | 18900000 | 0.1081 | 1146.435 | 21300000 | 0.102 | 1092.333 | 21400000 | 0.0987 | 913.275 | 18400000 | 0.1122 | 1143.923 | 20400000 | 0.1069 | 1092.9 | 20600000 | 0.0952 | 944.1 | 19700000 | 64.8 |  | New SCR | 0.0952 | 0.06 | 613.4 |  |  | 613.4
TX | Sam Seymour | 6179 | 3 | Fayette | 1988-04-29 | 6333.3 | 460 | 29.9172 | -96.7506 | ARP | Tangentially-fired | Coal |  |  | Electric Utility | Electric Services | 0.2983 | 2086.528 | 13800000 | 0.3165 | 2485.982 | 15600000 | 0.133 | 1041.449 | 15700000 | 0.1107 | 814.898 | 14600000 | 0.1168 | 925.177 | 15600000 | 0.1147 | 873.814 | 15200000 | 0.112 | 882.211 | 15700000 | 0.1179 | 1000.941 | 16900000 | 0.1118 | 862 | 15200000 | 0.1021 | 673.7 | 13000000 | 65.3 |  | New SCR | 0.1021 | 0.06 | 462.6 |  |  | 462.6
TX | San Angelo Power Station | 3527 | 2 | Tom Green | 1966-06-01 | 1196 | 101 | 31.3933 | -100.4933 | ARP | Combined cycle | Pipeline Natural Gas | Diesel Oil |  | Electric Utility |  | 0.1266 | 104.231 | 1583490.525 | 0.1724 | 190.665 | 2065901.225 | 0.1724 | 190.665 | 2065901.225 | [21 empty] | 0 | None Reported | Water Injection | 0.1266 | 0.07596 | 0 |  |  | 0
TX | San Jacinto County Peaking Facility | 56603 | SJCCT1 | San Jacinto | 2001-07-09 | 1100 | 85 | 30.42 | -95.0114 | ARP, CAIRNOX, CAIRSO2, TRNOX, TRNOXOS, TRSO2G2 | Combustion turbine | Pipeline Natural Gas |  | Dry Low NOx Burners | Electric Utility | [19 empty] | 0.0317 | 0.534 | 39197.714 | 0.0331 | 11.066 | 755276.71 | 0.0336 | 7.3 | 550332.3 | 0.0404 | 10.6 | 738855.7 | 13.6 | Dry Low NOx Burners | Low Ozone Season Rate | 0.0317 | 0.0317 | 6.9 |  |  | 6.9
TX | San Jacinto County Peaking Facility | 56603 | SJCCT2 | San Jacinto | 2001-07-19 | 1100 | 85 | 30.42 | -95.0114 | ARP, CAIRNOX, CAIRSO2, TRNOX, TRNOXOS, TRSO2G2 | Combustion turbine | Pipeline Natural Gas |  | Dry Low NOx Burners | Electric Utility | [19 empty] | 0.0335 | 1.637 | 112496.737 | 0.0321 | 10.174 | 723649.723 | 0.0353 | 8 | 573133 | 0.0359 | 9.2 | 692941.1 | 14.2 | Dry Low NOx Burners | Low Ozone Season Rate | 0.0321 | 0.0321 | 7.2 |  |  | 7.2
TX | San Jacinto Steam Electric Station | 7325 | SJS1 | Harris | 1995-04-21 | 1400 | 88.2 | 29.6967 | -95.0411 | ARP, CAIRNOX, CAIRSO2, TRNOX, TRNOXOS, TRSO2G2 | Combined cycle | Pipeline Natural Gas |  | Water Injection | Electric Utility |  | 0.0314 | 52.047 | 3348395.266 | 0.0275 | 40.84 | 2994845.031 | 0.0239 | 38.915 | 3260069.767 | 0.0316 | 50.146 | 3188170.395 | 0.0252 | 33.445 | 2671601.735 | 0.0199 | 27.254 | 2732047.387 | 0.0167 | 22.754 | 2715909.287 | 0.019 | 32.022 | 3396656.704 | 0.0189 | 18.4 | 2296271.4 | 0.0172 | 11.9 | 1777996.5 | 44.7 | Water Injection | Low Ozone Season Rate | 0.0167 | 0.0167 | 16.3 |  |  | 16.3
TX | San Jacinto Steam Electric Station | 7325 | SJS2 | Harris | 1995-04-21 | 1400 | 88.2 | 29.6967 | -95.0411 | ARP, CAIRNOX, CAIRSO2, TRNOX, TRNOXOS, TRSO2G2 | Combined cycle | Pipeline Natural Gas |  | Water Injection | Electric Utility |  | 0.0212 | 34.857 | 3274718.754 | 0.0221 | 40.202 | 3609553.769 | 0.0221 | 31.62 | 2911632.707 | 0.0204 | 32.307 | 3176336.705 | 0.013 | 20.51 | 3090575.665 | 0.0137 | 16.047 | 2383710.164 | 0.0143 | 14.44 | 1963098.421 | 0.024 | 13.73 | 1482553.798 | 0.0175 | 24.5 | 2836868 | 0.018 | 34.1 | 3669659.1 | 55.2 | Water Injection | Low Ozone Season Rate | 0.013 | 0.013 | 18.2 |  |  | 18.2
TX | San Miguel | 6183 | SM-1 | Atascosa | 1982-01-01 | 5400 | 410 | 28.7044 | -98.4781 | ARP | Dry bottom wall-fired boiler | Coal |  | Overfire Air (Began May 01, 2003)<br>Low NOx Burner Technology (Dry Bottom only) | Electric Utility | Electric Services | 0.218 | 1815.885 | 16500000 | 0.18 | 1550.609 | 17200000 | 0.2034 | 1714.406 | 16800000 | 0.1885 | 1524.018 | 16100000 | 0.1823 | 1483.443 | 16200000 | 0.1714 | 1559.224 | 18200000 | 0.1822 | 1488.939 | 16700000 | 0.1771 | 1375.333 | 15500000 | 0.1982 | 1572.8 | 15900000 | 0.1848 | 1543.1 | 16600000 | 80 |  | New SCR | 0.1714 | 0.06 | 476.1 |  |  | 476.1
TX | Sand Hill Energy Center | 7900 | SH1 | Travis | 2001-03-01 | 475 | 51.4 | 30.2091 | -97.6139 | ARP, CAIRNOX, CAIRSO2, TRNOX, TRNOXOS, TRSO2G2 | Combustion turbine | Pipeline Natural Gas |  | Water Injection<br>Selective Catalytic Reduction | Electric Utility |  | 0.1044 | 5.647 | 204114.277 | 0.0497 | 4.984 | 274889.355 | 0.0364 | 4.577 | 380105.289 | 0.0555 | 6.601 | 345944.118 | 0.0369 | 3.641 | 258016.656 | 0.0427 | 4.675 | 297953.722 | 0.036 | 4.833 | 370012.639 | 0.0463 | 2.607 | 172895.934 | 0.0274 | 3.6 | 391748.9 | 0.032 | 3 | 307620.6 | 22.5 | Water Injection<br>Selective Catalytic Reduction | Existing SCR | 0.0274 | 0.0274 | 3.6 |  |  | 3.6
TX | Sand Hill Energy Center | 7900 | SH2 | Travis | 2001-03-01 | 475 | 51.4 | 30.2091 | -97.6139 | ARP, CAIRNOX, CAIRSO2, TRNOX, TRNOXOS, TRSO2G2 | Combustion turbine | Pipeline Natural Gas |  | Water Injection<br>Selective Catalytic Reduction | Electric Utility |  | 0.1287 | 6.549 | 197246.075 | 0.2554 | 36.957 | 300144.512 | 0.0411 | 5.523 | 397632.464 | 0.0366 | 4.623 | 376020.956 | 0.0374 | 2.869 | 221273.157 | 0.0297 | 3.707 | 364532.9 | 0.0321 | 3.028 | 264457.071 | 0.0343 | 4.346 | 362390.835 | 0.0313 | 4.4 | 435822 | 0.0319 | 3.5 | 327173.5 | 25 | Water Injection<br>Selective Catalytic Reduction | Existing SCR | 0.0297 | 0.0297 | 4.2 |  |  | 4.2
TX | Sand Hill Energy Center | 7900 | SH3 | Travis | 2001-03-01 | 475 | 51.4 | 30.2091 | -97.6139 | ARP, CAIRNOX, CAIRSO2, TRNOX, TRNOXOS, TRSO2G2 | Combustion turbine | Pipeline Natural Gas |  | Water Injection<br>Selective Catalytic Reduction | Electric Utility |  | 0.1088 | 6.613 | 198060.732 | 0.1676 | 27.454 | 367907.815 | 0.0524 | 7.699 | 395107.85 | 0.0425 | 5.043 | 341880.387 | 0.0322 | 2.133 | 189585.785 | 0.0305 | 4.196 | 396656.648 | 0.0365 | 2.962 | 234997.242 | 0.0389 | 3.169 | 266322.941 | 0.0274 | 4.2 | 448003.4 | 0.0282 | 2.7 | 320564.9 | 25.7 | Water Injection<br>Selective Catalytic Reduction | Existing SCR | 0.0274 | 0.0274 | 4.2 |  |  | 4.2
TX | Sand Hill Energy Center | 7900 | SH4 | Travis | 2001-03-01 | 475 | 51.4 | 30.2091 | -97.6139 | ARP, CAIRNOX, CAIRSO2, TRNOX, TRNOXOS, TRSO2G2 | Combustion turbine | Pipeline Natural Gas |  | Water Injection<br>Selective Catalytic Reduction | Electric Utility |  | 0.0965 | 5.451 | 174462.312 | 0.466 | 71.27 | 310465.613 | 0.101 | 15.662 | 363651.13 | 0.0376 | 5.021 | 347803.549 | 0.0325 | 3.626 | 325961.806 | 0.0317 | 3.226 | 298985.946 | 0.0304 | 3.644 | 331613.133 | 0.0341 | 3.419 | 299873.127 | 0.0252 | 3.1 | 399631.6 | 0.0318 | 3.3 | 308535.3 | 22.9 | Water Injection<br>Selective Catalytic Reduction | Existing SCR | 0.0252 | 0.0252 | 3.1 |  |  | 3.1
TX | Sand Hill Energy Center | 7900 | SH5 | Travis | 2004-07-01 | 2700 | 198 | 30.2091 | -97.6139 | ARP, CAIRNOX, CAIRSO2, TRNOX, TRNOXOS, TRSO2G2 | Combined cycle | Pipeline Natural Gas |  | Dry Low NOx Burners<br>Selective Catalytic Reduction | Electric Utility | [7 empty] | 0.0172 | 35.832 | 4729065.181 | 0.0166 | 31.343 | 4157596.473 | 0.0156 | 43.28 | 5555730.3 | 0.0179 | 50.221 | 6099379.637 | 0.0191 | 51.19 | 5746554.946 | 0.0176 | 48.66 | 5630109.243 | 0.0178 | 37.7 | 4583879 | 0.0158 | 37.3 | 4938947.4 | 46.2 | Dry Low NOx Burners<br>Selective Catalytic Reduction | Existing SCR | 0.0156 | 0.0156 | 33 |  |  | 33
TX | Sand Hill Energy Center | 7900 | SH6 | Travis | 2010-05-11 | 475 | 51.4 | 30.2091 | -97.6139 | ARP, CAIRNOX, CAIRSO2, TRNOX, TRNOXOS, TRSO2G2 | Combustion turbine | Pipeline Natural Gas |  | Water Injection<br>Selective Catalytic Reduction | Electric Utility | [25 empty] | 0.0259 | 1.9 | 226631.7 | 0.0266 | 1.5 | 179686.5 | 13 | Water Injection<br>Selective Catalytic Reduction | Existing SCR | 0.0259 | 0.0257 | 1.9 |  |  | 1.9
TX | Sand Hill Energy Center | 7900 | SH7 | Travis | 2010-06-09 | 475 | 51.4 | 30.2091 | -97.6139 | ARP, CAIRNOX, CAIRSO2, TRNOX, TRNOXOS, TRSO2G2 | Combustion turbine | Pipeline Natural Gas |  | Water Injection<br>Selective Catalytic Reduction | Electric Utility | [25 empty] | 0.0231 | 1.6 | 230078.8 | 0.0302 | 1.8 | 184319 | 13.2 | Water Injection<br>Selective Catalytic Reduction | Existing SCR | 0.0231 | 0.023 | 1.6 |  |  | 1.6
TX | Sandow | 6648 | 4 | Milam | 1981-05-15 | 9444 | 590.6 | 30.5642 | -97.0639 | ARP | Tangentially-fired | Coal |  | Low NOx Burner Technology w/ Closed-coupled OFA<br>Low NOx Burner Technology w/ Separated OFA | Electric Utility | Electric Services | 0.1923 | 2164.173 | 22500000 | 0.1997 | 2150.634 | 21500000 | 0.1979 | 1986.084 | 20300000 | 0.1961 | 1969.687 | 20200000 | 0.1959 | 1879.18 | 19300000 | 0.1947 | 1462.775 | 15100000 | 0.2167 | 2300.523 | 21400000 | 0.062 | 499.831 | 17700000 | 0.0607 | 563.4 | 20200000 | 0.066 | 596.5 | 17900000 | 58.4 | SCR | Existing SCR | 0.0607 | 0.0607 | 563.4 |  |  | 563.4
TX | Sandow Station | 52071 | 5A | Milam | 2009-08-12 | 2960 | 661.5 | 30.5681 | -97.0614 | ARP, CAIRNOX, CAIRSO2 | Circulating fluidized bed boiler | Coal | Diesel Oil | Selective Non-catalytic Reduction | Electric Utility | [22 empty] | 0.0811 | 321.214 | 8024561.97 | 0.0618 | 309.2 | 10000000 | 0.0656 | 298.2 | 9127136.2 | 92.4 | SNCR | New SCR | 0.0618 | 0.06 | 300.1 |  |  | 300.1
TX | Sandow Station | 52071 | 5B | Milam | 2009-07-03 | 2960 | 661.5 | 30.5681 | -97.0614 | ARP, CAIRNOX, CAIRSO2 | Circulating fluidized bed boiler | Coal | Diesel Oil | Selective Non-catalytic Reduction | Electric Utility | [22 empty] | 0.0808 | 298.48 | 7547740.005 | 0.0626 | 310 | 9949318.7 | 0.067 | 317.4 | 9636896.6 | 91.5 | SNCR | New SCR | 0.0626 | 0.06 | 297.2 |  |  | 297.2
TX | Silas Ray | 3559 | 9 | Cameron | 1996-12-01 | 674.1 | 59 | 25.9131 | -97.5214 | ARP, CAIRNOX, CAIRSO2, TRNOX, TRNOXOS, TRSO2G2 | Combined cycle | Pipeline Natural Gas | Diesel Oil | Dry Low NOx Burners | Electric Utility |  | 0.0542 | 23.175 | 843833.175 | 0.0649 | 18.388 | 602543.212 | 0.0644 | 11.412 | 399136.84 | 0.0596 | 20.944 | 778338.788 | 0.0774 | 3.053 | 91251.133 | 0.0675 | 15.846 | 551563.502 | 0.0716 | 12.558 | 402760.747 | 0.067 | 12.629 | 437883.653 | 0.0638 | 17.1 | 616835.1 | 0.0727 | 14.5 | 429617.6 | 24.9 | Dry Low NOx Burners | Low Ozone Season Rate | 0.0542 | 0.0542 | 14.5 |  |  | 14.5
TX | Silas Ray | 3559 | 10 | Cameron | 2004-11-03 | 478.5 | 61 | 25.9131 | -97.5214 | ARP, CAIRNOX, CAIRSO2, TRNOX, TRNOXOS, TRSO2G2 | Combustion turbine | Pipeline Natural Gas |  | Selective Catalytic Reduction | Electric Utility | [7 empty] | 0.0232 | 2.315 | 334960.414 | 0.0226 | 3.585 | 560306.684 | 0.0341 | 0.734 | 104795.78 | 0.0304 | 1.396 | 208203.45 | 0.0404 | 1.383 | 177969.958 | 0.0356 | 1.643 | 229809.534 | 0.0382 | 1.3 | 170690.1 | 0.0326 | 1.2 | 191622.8 | 9.7 | Selective Catalytic Reduction | Existing SCR | 0.0226 | 0.0226 | 0.8 |  |  | 0.8
TX | Sim Gideon | 3601 | 1 | Bastrop | 1965-05-15 | 1447 | 144 | 30.1456 | -97.2708 | ARP | Dry bottom wall-fired boiler | Pipeline Natural Gas | Diesel Oil | Overfire Air<br>Other (Began Nov 03, 2003) | Electric Utility | Electric Services | 0.1509 | 80.259 | 853200.575 | 0.096 | 12.99 | 215972.975 | 0.1005 | 39.989 | 623972.075 | 0.1268 | 83.053 | 978797.475 | 0.0952 | 28.34 | 423159.425 | 0.106 | 58.731 | 816582.953 | 0.0882 | 43.912 | 810356.876 | 0.0768 | 21.347 | 449449.052 | 0.0776 | 34.2 | 771964.5 | 0.1259 | 16.2 | 200170.2 | 14.5 |  | Low Ozone Season Rate | 0.0768 | 0.0768 | 33.8 |  |  | 33.8
TX | Sim Gideon | 3601 | 2 | Bastrop | 1968-01-15 | 1462 | 144 | 30.1456 | -97.2708 | ARP | Dry bottom wall-fired boiler | Pipeline Natural Gas | Diesel Oil | Overfire Air<br>Other (Began Oct 20, 2003) | Electric Utility | Electric Services | 0.1601 | 78.368 | 807444.225 | 0.0731 | 9.808 | 189729.5 | 0.0607 | 27.81 | 724044.675 | 0.0966 | 49.691 | 749248.5 | 0.0911 | 40.542 | 596200.2 | 0.0959 | 60.121 | 872384.722 | 0.0975 | 47.929 | 880583.365 | 0.0725 | 27.612 | 437258.117 | 0.0704 | 28 | 619107.8 | 0.1067 | 12.6 | 160636.9 | 11.5 |  | Low Ozone Season Rate | 0.0607 | 0.0607 | 24.2 |  |  | 24.2
TX | Sim Gideon | 3601 | 3 | Bastrop | 1972-04-01 | 3434 | 351 | 30.1456 | -97.2708 | ARP | Tangentially-fired | Pipeline Natural Gas | Diesel Oil | Combustion Modification/Fuel Reburning<br>Overfire Air | Electric Utility | Electric Services | 0.1128 | 279.617 | 4617786.85 | 0.0886 | 177.226 | 3812624.525 | 0.0771 | 167.567 | 4251715.65 | 0.1205 | 220.197 | 3343906.65 | 0.0752 | 181.028 | 4109879.75 | 0.094 | 247.398 | 4350380.835 | 0.0671 | 165.637 | 4288268.764 | 0.0315 | 61.281 | 3979361.197 | 0.0363 | 54.6 | 2854554.7 | 0.1308 | 159.1 | 2302026.8 | 22.6 |  | Low Ozone Season Rate | 0.0315 | 0.0315 | 47.4 |  |  | 47.4
TX | Spencer | 4266 | 4 | Denton | 1966-04-01 | 800 | 61.1 | 33.1978 | -97.1067 | ARP | Dry bottom wall-fired boiler | Pipeline Natural Gas |  | Low NOx Burner Technology (Dry Bottom only) | Electric Utility | Electric Services | 0.0447 | 8.792 | 327850.15 | 0.0505 | 14.785 | 453715.25 | 0.0316 | 10.872 | 584567.85 | 0.0324 | 9.758 | 549753.95 | 0.0303 | 2.077 | 117729.425 | 0.0302 | 4.211 | 228836.525 | 0.0312 | 3.247 | 165628.425 |  |  |  | 0.0301 | 0.5 | 21315.1 | 0.038 | 5.7 | 195543.6 | 0.7 |  | Low Ozone Season Rate | 0.0301 | 0.0301 | 0.5 |  |  | 0.5
TX | Spencer | 4266 | 5 | Denton | 1973-02-01 | 800 | 65.4 | 33.1978 | -97.1067 | ARP | Dry bottom wall-fired boiler | Pipeline Natural Gas |  | Low NOx Burner Technology (Dry Bottom only) | Electric Utility | Electric Services | 0.0514 | 18.932 | 747084.925 | 0.0489 | 12.107 | 420517.975 | 0.0335 | 18.222 | 993671.45 | 0.0373 | 17.625 | 894187.175 | 0.0356 | 5.221 | 276913.75 | 0.0332 | 3.134 | 160759.575 | 0.0339 | 6.441 | 331135.725 | 0.0305 | 5.27 | 227438.05 | 0.0307 | 0.6 | 24996.9 | 0.0247 | 5.2 | 180060.8 | 0.9 |  | Low Ozone Season Rate | 0.0247 | 0.0247 | 0.5 |  |  | 0.5
TX | Stryker Creek | 3504 | 1 | Cherokee | 1958-06-26 | 2081 | 176.8 | 31.9381 | -94.9883 | ARP | Dry bottom wall-fired boiler | Pipeline Natural Gas | Residual Oil | Low NOx Burner Technology (Dry Bottom only) | Electric Utility | Electric Services | 0.1562 | 54.238 | 424588.277 | 0.1364 | 8.116 | 66685.118 | 0.1344 | 31.383 | 250380.976 | 0.1459 | 62.588 | 506424.015 | 0.136 | 54.468 | 468617.356 | 0.1028 | 38.466 | 482631.827 | 0.1525 | 50.187 | 385332.712 | 0.1388 | 22.412 | 211819.725 | 0.1238 | 48.9 | 513406 | 0.098 | 20 | 261401.2 | 6.7 |  | Low Ozone Season Rate | 0.098 | 0.098 | 38.7 |  |  | 38.7
TX | Stryker Creek | 3504 | 2 | Cherokee | 1965-12-21 | 5472 | 526.6 | 31.9381 | -94.9883 | ARP | Tangentially-fired | Pipeline Natural Gas | Residual Oil | Low NOx Burner Technology w/ Separated OFA | Electric Utility | Electric Services | 0.0859 | 304.937 | 7003649.227 | 0.0594 | 149.955 | 4389348.341 | 0.0495 | 132.149 | 3334114.798 | 0.068 | 165.604 | 3989441.993 | 0.0763 | 203.17 | 4525691.638 | 0.0797 | 208.724 | 4894377.378 | 0.0687 | 125.21 | 3123654.412 | 0.0747 | 148.309 | 3326818.671 | 0.083 | 115.9 | 2399074.4 | 0.0652 | 55.4 | 1362136.2 | 11.9 |  | Low Ozone Season Rate | 0.0495 | 0.0495 | 69.1 |  |  | 69.1
TX | Sweetwater Generating Plant | 50615 | GT01 | Nolan | 1989-06-08 | 534 | 45 | 32.4925 | -100.3628 | ARP, CAIRNOX, CAIRSO2, TRNOX, TRNOXOS, TRSO2G2 | Combined cycle | Pipeline Natural Gas | Diesel Oil | Steam Injection | Electric Utility |  | 0.0987 | 31.035 | 630889.243 | 0.1163 | 16.925 | 307998.008 | 0.1041 | 16.259 | 314344.317 | 0.1179 | 24.652 | 437300.831 | 0.1114 | 10.723 | 210486.389 | 0.0975 | 9.236 | 204977.413 | [12 empty] | 0 | Steam Injection | Low Ozone Season Rate | 0.0975 | 0.0975 | 0 |  |  | 0
TX | Sweetwater Generating Plant | 50615 | GT02 | Nolan | 1989-06-08 | 1060 | 99 | 32.4925 | -100.3628 | ARP, CAIRNOX, CAIRSO2, TRNOX, TRNOXOS, TRSO2G2 | Combined cycle | Pipeline Natural Gas | Diesel Oil | Steam Injection | Electric Utility |  | 0.1072 | 112.013 | 2153122.585 | 0.1152 | 34.665 | 619073.71 | 0.1111 | 50.457 | 936414.246 | 0.112 | 50.924 | 953581.12 | 0.1002 | 22.629 | 482015.741 | 0.1081 | 23.396 | 443834.509 | [12 empty] | 0 | Steam Injection | Low Ozone Season Rate | 0.1002 | 0.1002 | 0 |  |  | 0
TX | Sweetwater Generating Plant | 50615 | GT03 | Nolan | 1989-06-08 | 996.4 | 99 | 32.4925 | -100.3628 | ARP, CAIRNOX, CAIRSO2, TRNOX, TRNOXOS, TRSO2G2 | Combined cycle | Pipeline Natural Gas | Diesel Oil | Steam Injection | Electric Utility |  | 0.1005 | 97 | 1983273.874 | 0.0987 | 27.232 | 563327.506 | 0.1143 | 49.986 | 917124.326 | 0.1209 | 52.442 | 923616.724 | 0.1068 | 26.518 | 513685.566 | 0.1089 | 22.689 | 433564.839 | [12 empty] | 0 | Steam Injection | Low Ozone Season Rate | 0.0987 | 0.0987 | 0 |  |  | 0
TX | T C Ferguson Power Plant | 4937 | 1 | Llano | 1974-05-24 | 4590 | 446 | 30.558 | -98.3705 | ARP | Tangentially-fired | Pipeline Natural Gas | Residual Oil |  | Electric Utility | Electric Services | 0.1396 | 484.602 | 5648560.525 | 0.1607 | 303.383 | 3177565.475 | 0.1977 | 467.146 | 4201277.925 | 0.1659 | 517.778 | 4599020.175 | 0.189 | 489.532 | 3486673.515 | 0.1699 | 367.262 | 2837324.127 | 0.1202 | 413.386 | 5907899.815 | 0.0969 | 216.475 | 3521799.953 | 0.0774 | 137.5 | 2891868.5 | 0.0812 | 106.3 | 2008051.2 | 17.2 |  | Low Ozone Season Rate | 0.0774 | 0.0774 | 137.5 |  |  | 137.5
TX | T H Wharton | 3469 | THW2 | Harris | 1960-06-01 | 2638 | 247.8 | 29.9414 | -95.5333 | ARP | Tangentially-fired | Pipeline Natural Gas | Other Oil | Overfire Air | Electric Utility | Electric Services | 0.1145 | 46.058 | 732628.994 | 0.0987 | 31.286 | 525382.429 | [20 empty] | 0 |  |  |  | 0 |  | Low Ozone Season Rate | 0.0987 | 0.0987 | 0 |  |  | 0
TX | T H Wharton | 3469 | THW31 | Harris | 1972-07-31 | 952 | 51.3 | 29.9414 | -95.5333 | CAIRNOX, CAIRSO2, TRNOX, TRNOXOS, TRSO2G2 | Combined cycle | Pipeline Natural Gas |  | Combustion Modification/Fuel Reburning | Electric Utility | [16 empty] | 0.012 | 3.745 | 629199.7 | 0.02 | 4.687 | 722938.672 | 0.0241 | 5.073 | 650171.445 | 0.0215 | 6.9 | 866277.8 | 0.0238 | 3.3 | 387658.7 | 24.8 | Combustion Modification/Fuel Reburning | Low Ozone Season Rate | 0.012 | 0.012 | 3.9 |  |  | 3.9
TX | T H Wharton | 3469 | THW32 | Harris | 1972-07-31 | 952 | 51.3 | 29.9414 | -95.5333 | CAIRNOX, CAIRSO2, TRNOX, TRNOXOS, TRSO2G2 | Combined cycle | Pipeline Natural Gas |  | Combustion Modification/Fuel Reburning | Electric Utility | [16 empty] | 0.0402 | 8.328 | 506672 | 0.06 | 22.457 | 748502.3 | 0.0598 | 21.637 | 721255.7 | 0.0216 | 7.6 | 934610.3 | 0.0242 | 3 | 350772.7 | 26.7 | Combustion Modification/Fuel Reburning | Low Ozone Season Rate | 0.0216 | 0.0216 | 7.6 |  |  | 7.6
TX | T H Wharton | 3469 | THW33 | Harris | 1972-07-31 | 952 | 51.3 | 29.9414 | -95.5333 | CAIRNOX, CAIRSO2, TRNOX, TRNOXOS, TRSO2G2 | Combined cycle | Pipeline Natural Gas |  |  | Electric Utility | [16 empty] | 0.0133 | 3.769 | 620261.1 | 0.0229 | 6.624 | 766505.275 | 0.0215 | 5.296 | 717908.401 | 0.0217 | 6.8 | 824948.6 | 0.0235 | 2.8 | 351627.4 | 23.6 |  | Low Ozone Season Rate | 0.0133 | 0.0133 | 4.2 |  |  | 4.2
TX | T H Wharton | 3469 | THW34 | Harris | 1972-07-31 | 952 | 51.3 | 29.9414 | -95.5333 | CAIRNOX, CAIRSO2, TRNOX, TRNOXOS, TRSO2G2 | Combined cycle | Pipeline Natural Gas |  |  | Electric Utility | [16 empty] | 0.0126 | 3.786 | 611995.1 | 0.0198 | 5.674 | 827001.431 | 0.0223 | 5.073 | 716548.869 | 0.0201 | 6.9 | 925938 | 0.0243 | 2.4 | 285900.9 | 26.5 |  | Low Ozone Season Rate | 0.0126 | 0.0126 | 4.3 |  |  | 4.3
TX | T H Wharton | 3469 | THW41 | Harris | 1972-07-31 | 952 | 51.3 | 29.9414 | -95.5333 | CAIRNOX, CAIRSO2, TRNOX, TRNOXOS, TRSO2G2 | Combined cycle | Pipeline Natural Gas |  |  | Electric Utility | [16 empty] | 0.0132 | 4.074 | 631268.4 | 0.0201 | 5.996 | 830043.791 | 0.0261 | 6.032 | 732524.582 | 0.0191 | 7.2 | 987697.3 | 0.0183 | 2.6 | 376282.4 | 28.3 |  | Low Ozone Season Rate | 0.0132 | 0.0132 | 5 |  |  | 5
TX | T H Wharton | 3469 | THW42 | Harris | 1972-07-31 | 952 | 51.3 | 29.9414 | -95.5333 | CAIRNOX, CAIRSO2, TRNOX, TRNOXOS, TRSO2G2 | Combined cycle | Pipeline Natural Gas |  |  | Electric Utility | [16 empty] | 0.012 | 2.964 | 559771.1 | 0.0179 | 4.447 | 736314.877 | 0.0207 | 4.815 | 710268.052 | 0.0184 | 6.6 | 906738.7 | 0.0182 | 2.8 | 371984.6 | 25.9 |  | Low Ozone Season Rate | 0.012 | 0.012 | 4.3 |  |  | 4.3
TX | T H Wharton | 3469 | THW43 | Harris | 1974-08-16 | 965 | 56.7 | 29.9414 | -95.5333 | CAIRNOX, CAIRSO2, TRNOX, TRNOXOS, TRSO2G2 | Combined cycle | Pipeline Natural Gas |  |  | Electric Utility | [16 empty] | 0.012 | 3.514 | 590240.8 | 0.0215 | 7.161 | 889661.041 | 0.0231 | 5.946 | 753083.879 | 0.0212 | 7.6 | 950409.9 | 0.0202 | 2.9 | 396311.6 | 26.8 |  | Low Ozone Season Rate | 0.012 | 0.012 | 4.3 |  |  | 4.3
TX | T H Wharton | 3469 | THW44 | Harris | 1974-08-16 | 952 | 56.7 | 29.9414 | -95.5333 | CAIRNOX, CAIRSO2, TRNOX, TRNOXOS, TRSO2G2 | Combined cycle | Pipeline Natural Gas |  | Combustion Modification/Fuel Reburning | Electric Utility | [16 empty] | 0.0487 | 10.77 | 514636.4 | 0.073 | 30.722 | 841595.4 | 0.073 | 25.774 | 706213.1 | 0.0198 | 6.6 | 891125.1 | 0.0227 | 3.4 | 402882.7 | 25.5 | Combustion Modification/Fuel Reburning | Low Ozone Season Rate | 0.0198 | 0.0198 | 6.6 |  |  | 6.6
TX | T H Wharton | 3469 | THW51 | Harris | 1975-11-21 | 1086.8 | 85 | 29.9414 | -95.5333 | CAIRNOX, CAIRSO2, TRNOX, TRNOXOS, TRSO2G2 | Combustion turbine | Pipeline Natural Gas |  | Water Injection | Electric Utility | [16 empty] | 0.4308 | 20.153 | 92421.3 | 0.157 | 11.848 | 150945.9 | 0.1767 | 9.677 | 109234 | 0.3985 | 52.6 | 324953.1 | 0.4356 | 12 | 65903.5 | 8.1 | Water Injection | Low Ozone Season Rate | 0.157 | 0.157 | 20.7 |  |  | 20.7
TX | T H Wharton | 3469 | THW52 | Harris | 1975-11-21 | 1086.8 | 85 | 29.9414 | -95.5333 | CAIRNOX, CAIRSO2, TRNOX, TRNOXOS, TRSO2G2 | Combustion turbine | Pipeline Natural Gas |  | Water Injection | Electric Utility | [16 empty] | 0.4669 | 22.547 | 97844.7 | 0.169 | 16.195 | 191625 | 0.169 | 9.554 | 113048.6 | 0.3826 | 50.8 | 325029.1 | 0.402 | 12.4 | 75543.5 | 8.1 | Water Injection | Low Ozone Season Rate | 0.169 | 0.169 | 22.4 |  |  | 22.4
TX | T H Wharton | 3469 | THW53 | Harris | 1975-11-21 | 1086.8 | 85 | 29.9414 | -95.5333 | CAIRNOX, CAIRSO2, TRNOX, TRNOXOS, TRSO2G2 | Combustion turbine | Pipeline Natural Gas |  | Water Injection | Electric Utility | [19 empty] | 0.137 | 11.573 | 168943.3 | 0.137 | 5.776 | 84324.7 | 0.389 | 51.4 | 322681.7 | 0.4474 | 10.8 | 58382.9 | 8.1 | Water Injection | Low Ozone Season Rate | 0.137 | 0.137 | 18.1 |  |  | 18.1
TX | T H Wharton | 3469 | THW54 | Harris | 1975-11-21 | 1086.8 | 85 | 29.9414 | -95.5333 | CAIRNOX, CAIRSO2, TRNOX, TRNOXOS, TRSO2G2 | Combustion turbine | Pipeline Natural Gas |  | Water Injection | Electric Utility | [19 empty] | 0.14 | 9.419 | 134523.8 | 0.14 | 9.063 | 129437.9 | 0.3956 | 50.2 | 307858 | 0.4131 | 9.4 | 54905.2 | 7.7 | Water Injection | Low Ozone Season Rate | 0.14 | 0.14 | 17.8 |  |  | 17.8
TX | T H Wharton | 3469 | THW55 | Harris | 1975-11-21 | 1086.8 | 85 | 29.9414 | -95.5333 | CAIRNOX, CAIRSO2, TRNOX, TRNOXOS, TRSO2G2 | Combustion turbine | Pipeline Natural Gas |  | Water Injection | Electric Utility | [16 empty] | 0.4115 | 18.932 | 91867.6 |  |  |  | 0.128 | 8.938 | 139664.1 | 0.3809 | 49.1 | 314574 | 0.4139 | 10.5 | 59687 | 7.9 | Water Injection | Low Ozone Season Rate | 0.128 | 0.128 | 16.5 |  |  | 16.5
TX | T H Wharton | 3469 | THW56 | Harris | 1975-11-21 | 1086.8 | 85 | 29.9414 | -95.5333 | CAIRNOX, CAIRSO2, TRNOX, TRNOXOS, TRSO2G2 | Combustion turbine | Pipeline Natural Gas |  | Water Injection | Electric Utility | [16 empty] | 0.4397 | 22.4 | 103289.6 |  |  |  | 0.141 | 9.905 | 140523.2 | 0.3718 | 48.7 | 320986.5 | 0.4082 | 9.8 | 57872.1 | 8 | Water Injection | Low Ozone Season Rate | 0.141 | 0.141 | 18.5 |  |  | 18.5
TX | Tenaska Frontier Generating Station | 55062 | 1 | Grimes | 2000-05-11 | 2405 | 183.2 | 30.5924 | -95.9178 | ARP, CAIRNOX, CAIRSO2, TRNOX, TRNOXOS, TRSO2G2 | Combined cycle | Pipeline Natural Gas | Diesel Oil | Dry Low NOx Burners | Electric Utility |  | 0.0316 | 80.086 | 5223201.55 | 0.0297 | 78.03 | 5421041.625 | 0.0349 | 77.239 | 5013570.9 | 0.0366 | 102.709 | 5717692.3 | 0.0369 | 83.629 | 4951740.2 | 0.0365 | 97.892 | 5624860.956 | 0.0363 | 105.038 | 5848533.592 | 0.038 | 84.471 | 4830154.271 | 0.0388 | 102 | 5664181.9 | 0.0364 | 87.4 | 5309684.6 | 64.1 | Dry Low NOx Burners | Low Ozone Season Rate | 0.0297 | 0.0297 | 78.1 |  |  | 78.1
TX | Tenaska Frontier Generating Station | 55062 | 2 | Grimes | 2000-05-21 | 2405 | 183.2 | 30.5924 | -95.9178 | ARP, CAIRNOX, CAIRSO2, TRNOX, TRNOXOS, TRSO2G2 | Combined cycle | Pipeline Natural Gas | Diesel Oil | Dry Low NOx Burners | Electric Utility |  | 0.0346 | 80.979 | 5110665.725 | 0.0342 | 72.212 | 4722406.6 | 0.0335 | 98.181 | 5784237.25 | 0.0339 | 76.966 | 5149858.325 | 0.0385 | 90.538 | 5030204.125 | 0.0399 | 111.529 | 5722898.292 | 0.04 | 113.613 | 5978082.624 | 0.0374 | 65.297 | 3763277.991 | 0.0386 | 92.3 | 5197095 | 0.04 | 101.7 | 5625947 | 58.8 | Dry Low NOx Burners | Low Ozone Season Rate | 0.0335 | 0.0335 | 80.1 |  |  | 80.1
TX | Tenaska Frontier Generating Station | 55062 | 3 | Grimes | 2000-05-21 | 2405 | 183.2 | 30.5924 | -95.9178 | ARP, CAIRNOX, CAIRSO2, TRNOX, TRNOXOS, TRSO2G2 | Combined cycle | Pipeline Natural Gas | Diesel Oil | Dry Low NOx Burners | Electric Utility |  | 0.0325 | 85.946 | 5370854.975 | 0.0382 | 74.466 | 4448304.675 | 0.0408 | 96.124 | 5154185.725 | 0.04 | 87.908 | 4977495.525 | 0.039 | 77.602 | 4547998.025 | 0.0385 | 99.431 | 5551392.551 | 0.0364 | 105.236 | 6016689.778 | 0.0382 | 63.088 | 3673643.485 | 0.0411 | 99.2 | 5291958.2 | 0.0344 | 106.5 | 6270410.4 | 59.9 | Dry Low NOx Burners | Low Ozone Season Rate | 0.0325 | 0.0325 | 78.5 |  |  | 78.5
TX | Tenaska Gateway Generating Station | 55132 | OGTDB1 | Rusk | 2001-04-10 | 2405 | 183.2 | 32.0164 | -94.6189 | ARP, CAIRNOX, CAIRSO2, TRNOX, TRNOXOS, TRSO2G2 | Combined cycle | Pipeline Natural Gas | Diesel Oil | Dry Low NOx Burners | Electric Utility |  | 0.0304 | 58.252 | 4270877.525 | 0.0342 | 66.604 | 4706451.35 | 0.0309 | 71.545 | 5292021.475 | 0.0363 | 72.54 | 4898606.275 | 0.0313 | 65.962 | 4920930.925 | 0.0352 | 68.777 | 4803217.113 | 0.033 | 66.988 | 4500917.446 | 0.0256 | 70.031 | 5628198.938 | 0.0289 | 64.6 | 4912887.3 | 0.0242 | 75.6 | 6275183 | 55.6 | Dry Low NOx Burners | Low Ozone Season Rate | 0.0242 | 0.0242 | 54.1 |  |  | 54.1
TX | Tenaska Gateway Generating Station | 55132 | OGTDB2 | Rusk | 2001-04-22 | 2405 | 183.2 | 32.0164 | -94.6189 | ARP, CAIRNOX, CAIRSO2, TRNOX, TRNOXOS, TRSO2G2 | Combined cycle | Pipeline Natural Gas | Diesel Oil | Dry Low NOx Burners | Electric Utility |  | 0.0266 | 52.444 | 4299148.875 | 0.0337 | 63.637 | 4562615.325 | 0.0283 | 67.275 | 5253352.15 | 0.0321 | 70.994 | 5258961.325 | 0.0311 | 63.259 | 4920862.05 | 0.037 | 66.609 | 4481166.109 | 0.0352 | 69.197 | 4376708.723 | 0.0308 | 82.176 | 5487659.197 | 0.0341 | 78.8 | 5008389.5 | 0.0321 | 74.5 | 4765123.5 | 56.7 | Dry Low NOx Burners | Low Ozone Season Rate | 0.0266 | 0.0266 | 61.5 |  |  | 61.5
TX | Tenaska Gateway Generating Station | 55132 | OGTDB3 | Rusk | 2001-04-30 | 2405 | 183.2 | 32.0164 | -94.6189 | ARP, CAIRNOX, CAIRSO2, TRNOX, TRNOXOS, TRSO2G2 | Combined cycle | Pipeline Natural Gas | Diesel Oil | Dry Low NOx Burners | Electric Utility |  | 0.0261 | 50.571 | 4296659.75 | 0.0361 | 59.542 | 4139554.675 | 0.0276 | 68.028 | 5355082.35 | 0.0357 | 76.393 | 4895047.15 | 0.0297 | 60.526 | 4660997.025 | 0.0274 | 56.526 | 4632861.573 | 0.0299 | 64.039 | 4305430.008 | 0.0279 | 64.536 | 4663527.241 | 0.0294 | 70.7 | 4811659.5 | 0.0287 | 77.3 | 5314628.4 | 54.5 | Dry Low NOx Burners | Low Ozone Season Rate | 0.0261 | 0.0261 | 62.8 |  |  | 62.8
TX | Tolk Station | 6194 | 171B | Lamb | 1982-07-01 | 6331 | 567.9 | 34.1847 | -102.5686 | ARP | Tangentially-fired | Coal |  | Overfire Air | Electric Utility | Electric Services | 0.2826 | 2553.816 | 17800000 | 0.3149 | 3088.933 | 19500000 | 0.286 | 2545.144 | 17600000 | 0.2689 | 2144.116 | 15700000 | 0.1842 | 1631.565 | 17600000 | 0.2042 | 1717.991 | 16700000 | 0.2151 | 1797.67 | 16500000 | 0.1896 | 1776.82 | 18600000 | 0.1929 | 1575.2 | 16200000 | 0.138 | 1136.9 | 16400000 | 69.7 |  | New SCR | 0.138 | 0.06 | 489.9 |  |  | 489.9
TX | Tolk Station | 6194 | 172B | Lamb | 1985-04-01 | 5991 | 567.9 | 34.1847 | -102.5686 | ARP | Tangentially-fired | Coal |  | Overfire Air | Electric Utility | Electric Services | 0.2855 | 2926.164 | 20300000 | 0.3004 | 2500.785 | 16400000 | 0.2846 | 1911.74 | 12900000 | 0.2536 | 2051.826 | 15800000 | 0.2213 | 1645.053 | 14700000 | 0.1782 | 1597.409 | 17800000 | 0.1955 | 1446.586 | 14400000 | 0.1724 | 1483.653 | 16900000 | 0.181 | 1702 | 18800000 | 0.1687 | 1546.7 | 18300000 | 85.5 |  | New SCR | 0.1687 | 0.06 | 564.2 |  |  | 564.2
TX | Tradinghouse | 3506 | 1 | McLennan | 1970-04-04 | 5682 | 580.5 | 31.5733 | -96.9642 | ARP | Dry bottom wall-fired boiler | Pipeline Natural Gas | Diesel Oil | Combustion Modification/Fuel Reburning<br>Low NOx Burner Technology w/ Overfire Air | Electric Utility | Electric Services | 0.1378 | 350.265 | 4140836.447 | 0.0984 | 98.679 | 1361461.325 | 0.0865 | 69.879 | 1210376.785 | 0.097 | 157.918 | 2239245.957 | 0.1091 | 82.88 | 859115.995 | 0.1159 | 117.961 | 1242784.937 | [8 empty] | 0 |  |  |  | 0 |  | Low Ozone Season Rate | 0.0865 | 0.0865 | 0 |  |  | 0
TX | Tradinghouse | 3506 | 2 | McLennan | 1972-06-01 | 8508 | 799.2 | 31.5733 | -96.9642 | ARP | Dry bottom wall-fired boiler | Pipeline Natural Gas | Diesel Oil | Combustion Modification/Fuel Reburning | Electric Utility | Electric Services | 0.1804 | 1087.897 | 9146012.498 | 0.1274 | 206.999 | 2190532.464 | 0.1206 | 241.7 | 3028241.918 | 0.1199 | 284.477 | 3553473.736 | 0.1474 | 307.236 | 2790259.575 | 0.1446 | 423.052 | 4039913.938 | 0.1183 | 220.352 | 2839084.483 | 0.1265 | 236.452 | 2305626.853 |  |  | 0 |  |  |  | 0 |  | New SCR | 0.1183 | 0.06 | 0 |  |  | 0
TX | Trinidad | 3507 | 9 | Henderson | 1965-05-26 | 2571 | 239.3 | 32.1264 | -96.1014 | ARP | Tangentially-fired | Pipeline Natural Gas | Residual Oil |  | Electric Utility | Electric Services | 0.1524 | 164.962 | 1829113.349 | 0.1301 | 52.758 | 490356.054 | 0.1259 | 58.691 | 598103.175 | 0.1089 | 64.663 | 743869.912 | 0.1153 | 67.59 | 798595.091 | 0.1239 | 57.111 | 724602.724 | 0.1165 | 47.399 | 577092.604 | 0.1324 | 21.36 | 245599.332 | 0.1564 | 78.5 | 768016.8 | 0.1281 | 43.4 | 509396.5 | 8.1 |  | New SCR | 0.1089 | 0.06 | 30.1 |  |  | 30.1
TX | V H Braunig | 3612 | 1 | Bexar | 1966-06-02 | 2292.2 | 225 | 29.2575 | -98.3828 | ARP | Tangentially-fired | Pipeline Natural Gas | Diesel Oil |  | Electric Utility | Electric Services | 0.1428 | 127.79 | 1427422.3 | 0.1273 | 97.489 | 1208337.15 | 0.1518 | 171.415 | 1813993.175 | 0.1417 | 146.299 | 1682703.675 | 0.134 | 76.24 | 876037.225 | 0.153 | 132.737 | 1369161.4 | 0.1569 | 159.93 | 1642681.65 | 0.1357 | 92.685 | 1051387.275 | 0.1744 | 200.6 | 1790390.2 | 0.1548 | 108.9 | 1067966.5 | 21.3 |  | New SCR | 0.1273 | 0.06 | 69 |  |  | 69
TX | V H Braunig | 3612 | 2 | Bexar | 1968-05-03 | 2458.5 | 252 | 29.2575 | -98.3828 | ARP | Tangentially-fired | Pipeline Natural Gas | Diesel Oil |  | Electric Utility | Electric Services | 0.1257 | 87.494 | 1065285.9 | 0.1238 | 84.679 | 1060958.55 | 0.1486 | 126.585 | 1317319.025 | 0.1509 | 130.516 | 1382667.45 | 0.1321 | 61.622 | 728444.4 | 0.149 | 91.317 | 946801 | 0.1368 | 108.583 | 1289152.35 | 0.1302 | 71.538 | 884059.95 | 0.1499 | 120.3 | 1252442.6 | 0.1333 | 45.8 | 520850.9 | 13.9 |  | New SCR | 0.1238 | 0.06 | 48.2 |  |  | 48.2
TX | V H Braunig | 3612 | 3 | Bexar | 1970-08-01 | 4563.1 | 417 | 29.2575 | -98.3828 | ARP | Tangentially-fired | Pipeline Natural Gas | Diesel Oil |  | Electric Utility | Electric Services | 0.1152 | 316.469 | 4437939.5 | 0.1077 | 202.751 | 2870826.975 | 0.1103 | 337.85 | 4715701.875 | 0.1157 | 341.207 | 4756905.15 | 0.1025 | 267.255 | 4237744.525 | 0.1145 | 376.864 | 5498472.575 | 0.122 | 227.273 | 2865289.525 | 0.1085 | 236.551 | 3396384.025 | 0.1161 | 311.2 | 4067509 | 0.0986 | 220.4 | 3527531.3 | 24.3 |  | Low Ozone Season Rate | 0.0986 | 0.0986 | 264.3 |  |  | 264.3
TX | V H Braunig | 3612 | CGT5 | Bexar | 2010-04-22 | 486 | 61 | 29.2575 | -98.3828 | ARP, CAIRNOX, CAIRSO2, TRNOX, TRNOXOS, TRSO2G2 | Combustion turbine | Pipeline Natural Gas | Diesel Oil | Selective Catalytic Reduction | Electric Utility | [25 empty] | 0.0282 | 2 | 245362.5 | 0.032 | 1.3 | 153049.1 | 13.7 | Selective Catalytic Reduction | Existing SCR | 0.0282 | 0.0282 | 2 |  |  | 2
TX | V H Braunig | 3612 | CGT6 | Bexar | 2010-04-28 | 486 | 61 | 29.2575 | -98.3828 | ARP, CAIRNOX, CAIRSO2, TRNOX, TRNOXOS, TRSO2G2 | Combustion turbine | Pipeline Natural Gas | Diesel Oil | Selective Catalytic Reduction | Electric Utility | [25 empty] | 0.0308 | 1.9 | 240381.8 | 0.0269 | 1.3 | 164538.7 | 13.5 | Selective Catalytic Reduction | Existing SCR | 0.0269 | 0.0269 | 1.7 |  |  | 1.7
TX | V H Braunig | 3612 | CGT7 | Bexar | 2010-05-07 | 486 | 61 | 29.2575 | -98.3828 | ARP, CAIRNOX, CAIRSO2, TRNOX, TRNOXOS, TRSO2G2 | Combustion turbine | Pipeline Natural Gas | Diesel Oil | Selective Catalytic Reduction | Electric Utility | [25 empty] | 0.0324 | 2 | 221067.3 | 0.0276 | 1.3 | 159428.1 | 12.4 | Selective Catalytic Reduction | Existing SCR | 0.0276 | 0.0276 | 1.7 |  |  | 1.7
TX | V H Braunig | 3612 | CGT8 | Bexar | 2010-05-12 | 486 | 61 | 29.2575 | -98.3828 | ARP, CAIRNOX, CAIRSO2, TRNOX, TRNOXOS, TRSO2G2 | Combustion turbine | Pipeline Natural Gas | Diesel Oil | Selective Catalytic Reduction | Electric Utility | [25 empty] | 0.0266 | 1.8 | 221824.5 | 0.029 | 1.3 | 153210.8 | 12.4 | Selective Catalytic Reduction | Existing SCR | 0.0266 | 0.0266 | 1.8 |  |  | 1.8
TX | V H Braunig | 3612 | CT01 | Bexar | 2000-03-11 | 1950 |  | 29.2575 | -98.3828 | ARP, CAIRNOX, CAIRSO2, TRNOX, TRNOXOS, TRSO2G2 | Combined cycle | Pipeline Natural Gas |  | Dry Low NOx Burners<br>Selective Catalytic Reduction | Electric Utility |  | 0.0271 | 62.878 | 4815706.923 | 0.029 | 48.347 | 3536330.588 | 0.0341 | 60.684 | 4095271.798 | 0.0481 | 63.736 | 3144831.78 | 0.0414 | 46.619 | 2898881.407 | 0.0361 | 44.197 | 3044911.223 | 0.0258 | 42.282 | 3272322.675 | 0.0257 | 12.253 | 1027832.825 | 0.0273 | 54.8 | 4060655.5 | 0.0259 | 59.8 | 4651041.3 | 56.7 | Dry Low NOx Burners<br>Selective Catalytic Reduction | Existing SCR | 0.0257 | 0.0257 | 51.6 |  |  | 51.6
TX | V H Braunig | 3612 | CT02 | Bexar | 2000-03-23 | 1950 |  | 29.2575 | -98.3828 | ARP, CAIRNOX, CAIRSO2, TRNOX, TRNOXOS, TRSO2G2 | Combined cycle | Pipeline Natural Gas |  | Dry Low NOx Burners<br>Selective Catalytic Reduction | Electric Utility |  | 0.0253 | 51.932 | 4296445.952 | 0.0299 | 48.801 | 3520780.862 | 0.0366 | 58.661 | 3861362.877 | 0.0452 | 48.309 | 2746395.545 | 0.0309 | 54.6 | 3877061.393 | 0.0387 | 32.523 | 2101142.002 | 0.0299 | 56.763 | 3863316.45 | 0.0288 | 31.419 | 2296080.7 | 0.0288 | 56.2 | 3955563.4 | 0.0287 | 71.9 | 5030144.2 | 55.2 | Dry Low NOx Burners<br>Selective Catalytic Reduction | Existing SCR | 0.0253 | 0.0253 | 49.4 |  |  | 49.4
TX | Valley (TXU) | 3508 | 1 | Fannin | 1962-11-16 | 3390 | 198.9 | 33.6281 | -96.3678 | ARP | Dry bottom wall-fired boiler | Pipeline Natural Gas | Diesel Oil | Low NOx Burner Technology w/ Overfire Air | Electric Utility | Electric Services | 0.1739 | 108.472 | 792575.698 | 0.1303 | 11.316 | 71711.263 |  |  |  | 0.1667 | 58.283 | 365510.461 | 0.1607 | 49.736 | 328501.163 | 0.2449 | 104.479 | 600662.859 | 0.2017 | 69.708 | 482661.707 | 0.1643 | 27.808 | 236571.595 |  |  | 0 |  |  |  | 0 |  | New SCR | 0.1303 | 0.06 | 0 |  |  | 0
TX | Valley (TXU) | 3508 | 2 | Fannin | 1967-12-19 | 6456 | 580.5 | 33.6281 | -96.3678 | ARP | Dry bottom wall-fired boiler | Pipeline Natural Gas | Diesel Oil | Combustion Modification/Fuel Reburning (Began Jun 01, 2003) | Electric Utility | Electric Services | 0.1858 | 419.32 | 3569458.403 | 0.004 | 0 | 6.52 |  |  |  | 0.1708 | 309.189 | 2666449.091 | 0.146 | 150.537 | 1433813.701 | 0.1847 | 339.271 | 2519514.217 | 0.1717 | 324.573 | 2657879.094 | 0.1741 | 301.158 | 2377295.71 |  |  | 0 |  |  |  | 0 |  | Low Ozone Season Rate | 0.004 | 0.004 | 0 |  |  | 0
TX | Valley (TXU) | 3508 | 3 | Fannin | 1971-05-31 | 5544 | 396 | 33.6281 | -96.3678 | ARP | Dry bottom wall-fired boiler | Pipeline Natural Gas |  |  | Electric Utility | Electric Services | 0.0924 | 48.46 | 568290.989 | 0.0898 | 4.288 | 56151.32 |  |  |  | 0.1056 | 28.662 | 293722.04 | 0.1015 | 40.988 | 516876.039 | 0.1505 | 169.529 | 1597542.417 | 0.1243 | 80.813 | 871147.277 | 0.1304 | 72.943 | 738814.223 |  |  | 0 |  |  |  | 0 |  | Low Ozone Season Rate | 0.0898 | 0.0898 | 0 |  |  | 0
TX | Victoria Power Station | 3443 | 9 | Victoria | 2008-11-20 | 2444 | 196.9 | 28.7883 | -97.01 | ARP, CAIRNOX, CAIRSO2, TRNOX, TRNOXOS, TRSO2G2 | Combined cycle | Pipeline Natural Gas |  | Dry Low NOx Burners<br>Selective Catalytic Reduction | Electric Utility | [19 empty] | 0.0328 | 22.347 | 1979374.113 | 0.0171 | 43.084 | 5279080.7 | 0.025 | 34.5 | 3619364.6 | 0.0251 | 30.7 | 3305076.4 | 40.3 | Dry Low NOx Burners<br>Selective Catalytic Reduction | Existing SCR | 0.0171 | 0.0171 | 23.6 |  |  | 23.6
TX | W A Parish | 3470 | WAP1 | Fort Bend | 1958-06-01 | 2047 | 187.8 | 29.4828 | -95.6311 | ARP | Dry bottom wall-fired boiler | Pipeline Natural Gas |  | Overfire Air | Electric Utility | Electric Services | 0.1127 | 37.161 | 539738.467 | 0.1017 | 29.746 | 479584.767 | 0.1337 | 61.031 | 723124.703 | 0.1251 | 61.152 | 777667.153 | 0.1496 | 35.53 | 352298.063 | 0.1616 | 45.099 | 420398.875 | 0.1617 | 79.966 | 753851.079 | 0.163 | 64.054 | 582756.085 | 0.1775 | 127.8 | 1187421.3 | 0.1579 | 50 | 459350.7 | 15.8 |  | New SCR | 0.1017 | 0.06 | 43.2 |  |  | 43.2
TX | W A Parish | 3470 | WAP2 | Fort Bend | 1958-12-20 | 1968 | 187.8 | 29.4828 | -95.6311 | ARP | Dry bottom wall-fired boiler | Pipeline Natural Gas |  | Overfire Air | Electric Utility | Electric Services | 0.0767 | 27.537 | 585469.352 | 0.0681 | 18.752 | 447849.109 | 0.0842 | 42.4 | 806398.669 | 0.0879 | 48.994 | 896696.975 | 0.0819 | 22.381 | 410328.422 | 0.083 | 25.129 | 461196.956 | 0.0957 | 48.823 | 754867.741 | 0.091 | 33.799 | 570499.787 | 0.1018 | 68.6 | 1087223.7 | 0.097 | 44.8 | 727107.8 | 15 |  | Low Ozone Season Rate | 0.0681 | 0.0681 | 45.9 |  |  | 45.9
TX | W A Parish | 3470 | WAP3 | Fort Bend | 1961-03-15 | 3003 | 299.2 | 29.4828 | -95.6311 | ARP | Dry bottom wall-fired boiler | Pipeline Natural Gas |  | Overfire Air | Electric Utility | Electric Services | 0.1289 | 161.235 | 2153802.927 | 0.1201 | 97.993 | 1320857.3 | 0.1142 | 174.936 | 2666023.982 | 0.1459 | 159.606 | 1493377.593 | 0.1204 | 58.716 | 607241.003 | 0.1122 | 79.463 | 948716.446 | 0.1279 | 112.248 | 1056882.565 | 0.0738 | 21.822 | 366863.248 | 0.1582 | 238.2 | 1872661.1 | 0.1806 | 228.6 | 1494922.7 | 17 |  | Low Ozone Season Rate | 0.0738 | 0.0738 | 111.1 |  |  | 111.1
TX | W A Parish | 3470 | WAP4 | Fort Bend | 1968-06-01 | 5950 | 580.5 | 29.4828 | -95.6311 | ARP | Tangentially-fired | Pipeline Natural Gas |  | Overfire Air | Electric Utility | Electric Services | 0.086 | 306.759 | 6258337.189 | 0.0957 | 238.399 | 4691551.155 | 0.112 | 417.638 | 6570546.642 | 0.1003 | 356.974 | 6352216.616 | 0.0837 | 233.341 | 4701771.049 | 0.0897 | 215.171 | 4074894.879 | 0.0929 | 194.45 | 3559885.459 | 0.0851 | 166.407 | 3206707.771 | 0.0891 | 304.7 | 5387056.6 | 0.0823 | 242.5 | 4450655.9 | 24.7 |  | Low Ozone Season Rate | 0.0823 | 0.0823 | 281.4 |  |  | 281.4
TX | W A Parish | 3470 | WAP5 | Fort Bend | 1977-12-27 | 8545 | 734.1 | 29.4828 | -95.6311 | ARP | Dry bottom wall-fired boiler | Coal | Pipeline Natural Gas | Low NOx Burner Technology w/ Overfire Air<br>Selective Catalytic Reduction (Began Apr 14, 2003) | Electric Utility | Electric Services | 0.0552 | 592.304 | 21800000 | 0.0297 | 355.488 | 24200000 | 0.0417 | 481.442 | 23300000 | 0.0557 | 635.21 | 22800000 | 0.0383 | 462.62 | 24200000 | 0.0532 | 635.33 | 24000000 | 0.0509 | 572.899 | 22700000 | 0.0508 | 536.007 | 21200000 | 0.0439 | 484.6 | 22200000 | 0.0626 | 553.2 | 17800000 | 70.6 | SCR | Existing SCR | 0.0297 | 0.0297 | 327.9 |  |  | 327.9
TX | W A Parish | 3470 | WAP6 | Fort Bend | 1978-12-27 | 8840 | 734.1 | 29.4828 | -95.6311 | ARP | Dry bottom wall-fired boiler | Coal | Pipeline Natural Gas | Low NOx Burner Technology w/ Overfire Air<br>Selective Catalytic Reduction (Began Jan 28, 2003) | Electric Utility | Electric Services | 0.0455 | 481.731 | 21400000 | 0.0301 | 326.743 | 22100000 | 0.0424 | 462.637 | 22100000 | 0.0469 | 524.89 | 22500000 | 0.0394 | 447.625 | 23000000 | 0.0507 | 561.384 | 22200000 | 0.072 | 745.049 | 20600000 | 0.0508 | 503.155 | 20000000 | 0.0629 | 766.5 | 24400000 | 0.0475 | 499.2 | 21400000 | 75.1 | SCR | Existing SCR | 0.0301 | 0.0301 | 366.8 |  |  | 366.8
TX | W A Parish | 3470 | WAP7 | Fort Bend | 1980-06-02 | 8351 | 614.6 | 29.4828 | -95.6311 | ARP | Tangentially-fired | Coal | Pipeline Natural Gas | Low NOx Burner Technology w/ Closed-coupled/Separated OFA | Electric Utility | Electric Services | 0.1294 | 1263.348 | 19400000 | 0.0303 | 289.325 | 19400000 | 0.0452 | 451.54 | 20100000 | 0.0389 | 385.059 | 19700000 | 0.036 | 367.298 | 20500000 | 0.0415 | 392.748 | 19000000 | 0.0402 | 346.507 | 17300000 | 0.0647 | 551.816 | 17100000 | 0.0444 | 405.4 | 18300000 | 0.042 | 312.9 | 15000000 | 59.5 | SCR | Existing SCR | 0.0303 | 0.0303 | 276.6 |  |  | 276.6
TX | W A Parish | 3470 | WAP8 | Fort Bend | 1982-12-01 | 6896 | 654 | 29.4828 | -95.6311 | ARP | Tangentially-fired | Coal | Pipeline Natural Gas | Low NOx Burner Technology w/ Closed-coupled/Separated OFA<br>Selective Catalytic Reduction (Began Dec 03, 2003) | Electric Utility | Electric Services | 0.1513 | 1057.965 | 13800000 | 0.0296 | 327.504 | 22000000 | 0.0422 | 436.817 | 20700000 | 0.0363 | 391.573 | 21600000 | 0.0437 | 475.657 | 21800000 | 0.0439 | 466.239 | 21300000 | 0.042 | 424.157 | 20200000 | 0.0406 | 370 | 18500000 | 0.048 | 508.8 | 21200000 | 0.0501 | 465 | 18700000 | 83.8 | SCR | Existing SCR | 0.0296 | 0.0296 | 313.7 |  |  | 313.7
TX | W B Tuttle | 3613 | 1 | Bexar | 1954-06-01 | 843 | 75 | 29.53 | -98.4183 | ARP | Dry bottom wall-fired boiler | Pipeline Natural Gas |  |  | Electric Utility | Electric Services | 0.1832 | 3.552 | 32446.675 | 0.1839 | 0.629 | 6002.3 |  |  |  | 0.2251 | 3.439 | 29169.425 | 0.213 | 0.794 | 6471.725 | 0.3031 | 1.761 | 10528.55 | [8 empty] | 0 |  |  |  | 0 |  | New SNCR | 0.1832 | 0.10992 | 0 |  |  | 0
TX | W B Tuttle | 3613 | 2 | Bexar | 1956-12-01 | 1040 | 113.6 | 29.53 | -98.4183 | ARP | Dry bottom wall-fired boiler | Pipeline Natural Gas |  |  | Electric Utility | Electric Services | 0.132 | 0.005 | 76.175 | [23 empty] | 0 |  |  |  | 0 |  | New SNCR | 0.132 | 0.0792 | 0 |  |  | 0
TX | W B Tuttle | 3613 | 3 | Bexar | 1961-03-01 | 1114 | 113.6 | 29.53 | -98.4183 | ARP | Dry bottom wall-fired boiler | Pipeline Natural Gas |  |  | Electric Utility | Electric Services | 0.1484 | 2.594 | 28125.025 |  |  |  | 0.1704 | 10.449 | 103098.3 | 0.1325 | 5.578 | 70600.65 | 0.15 | 6.309 | 63776.225 | 0.2128 | 21.364 | 195831.25 | 0.2332 | 10.183 | 85177.575 | [5 empty] | 0 |  |  |  | 0 |  | New SNCR | 0.1325 | 0.0795 | 0 |  |  | 0
TX | W B Tuttle | 3613 | 4 | Bexar | 1963-04-01 | 1646 | 191.7 | 29.53 | -98.4183 | ARP | Dry bottom wall-fired boiler | Pipeline Natural Gas |  |  | Electric Utility | Electric Services | 0.1135 | 16.164 | 185332.225 | 0.1014 | 6.743 | 84581.475 | 0.1186 | 15.452 | 177406.2 | 0.1247 | 13.626 | 159101.1 | 0.0869 | 8.897 | 114920.075 | 0.0825 | 2.423 | 26495.25 | [8 empty] | 0 |  |  |  | 0 |  | Low Ozone Season Rate | 0.0825 | 0.0825 | 0 |  |  | 0
TX | Webster | 3471 | WEB3 | Harris | 1965-05-01 | 4114 | 410 | 29.5267 | -95.1083 | ARP | Dry bottom wall-fired boiler | Pipeline Natural Gas |  | Overfire Air | Electric Utility | Electric Services | [26 empty] | 0 |  |  |  | 0 |  | Not Operating | 0 | 0 | 0 |  |  | 0
TX | Welsh Power Plant | 6139 | 1 | Titus | 1977-03-31 | 6896 | 558 | 33.0583 | -94.844 | ARP | Dry bottom wall-fired boiler | Coal |  | Low NOx Burner Technology (Dry Bottom only) (Retired Sep 30, 2003)<br>Low NOx Burner Technology w/ Overfire Air | Electric Utility | Electric Services | 0.1748 | 1538.805 | 17500000 | 0.1686 | 1557.634 | 18400000 | 0.1637 | 1425.69 | 17300000 | 0.1762 | 1597.853 | 17900000 | 0.1643 | 1601.954 | 19400000 | 0.187 | 1121.945 | 12300000 | 0.1773 | 1353.668 | 15100000 | 0.1921 | 1745.256 | 18000000 | 0.1871 | 1341.4 | 14200000 | 0.1885 | 1446.5 | 15200000 | 56 |  | New SCR | 0.1637 | 0.06 | 430.2 |  |  | 430.2
TX | Welsh Power Plant | 6139 | 2 | Titus | 1980-03-11 | 7046 | 558 | 33.0583 | -94.844 | ARP | Dry bottom wall-fired boiler | Coal |  | Low NOx Burner Technology (Dry Bottom only) | Electric Utility | Electric Services | 0.3517 | 3500.625 | 19800000 | 0.3024 | 2761.147 | 17900000 | 0.1845 | 1309.963 | 15000000 | 0.1673 | 1489.865 | 17700000 | 0.161 | 1424.663 | 17500000 | 0.166 | 1520.532 | 18200000 | 0.1734 | 1563.845 | 18000000 | 0.1729 | 1536.334 | 17700000 | 0.1782 | 1472.4 | 16500000 | 0.1677 | 1293.7 | 15100000 | 63.8 |  | New SCR | 0.161 | 0.06 | 495.7 | Shutdown | Gas Combined Cycle Replacement | 78.4 | 1394
TX | Welsh Power Plant | 6139 | 3 | Titus | 1982-02-10 | 6909 | 558 | 33.0583 | -94.844 | ARP | Dry bottom wall-fired boiler | Coal |  | Low NOx Burner Technology w/ Overfire Air | Electric Utility | Electric Services | 0.1763 | 1647.085 | 18600000 | 0.1986 | 1727.39 | 17400000 | 0.1976 | 1630.741 | 16700000 | 0.2031 | 1547.657 | 15100000 | 0.1845 | 1552.591 | 16700000 | 0.2017 | 1950.745 | 19200000 | 0.1736 | 1406.562 | 16100000 | 0.1875 | 1890.456 | 20000000 | 0.2036 | 1923.8 | 18800000 | 0.192 | 1403.1 | 14300000 | 73.9 |  | New SCR | 0.1736 | 0.06 | 566.9 |  |  | 566.9
TX | Wilkes Power Plant | 3478 | 1 | Marion | 1964-03-01 | 1562 | 180 | 32.8486 | -94.5469 | ARP | Tangentially-fired | Pipeline Natural Gas | Diesel Oil |  | Electric Utility | Electric Services | 0.1209 | 80.99 | 1181534.6 | 0.1247 | 14.815 | 201700.3 | 0.1339 | 114.674 | 1507404.875 | 0.1503 | 83.18 | 1044738.19 | 0.139 | 21.771 | 293621.436 | 0.1332 | 43.127 | 608560.211 | 0.1303 | 130.398 | 1976737.35 | 0.1252 | 135.205 | 2126284.987 | 0.1411 | 158.2 | 2093932 | 0.0959 | 89.4 | 1773330.3 | 36.5 |  | Low Ozone Season Rate | 0.0959 | 0.0959 | 107.5 |  |  | 107.5
TX | Wilkes Power Plant | 3478 | 2 | Marion | 1970-03-01 | 3052 | 351 | 32.8486 | -94.5469 | ARP | Dry bottom wall-fired boiler | Pipeline Natural Gas |  | Low NOx Burner Technology (Dry Bottom only) (Retired Jun 30, 2003) | Electric Utility | Electric Services | 0.1187 | 300.2 | 4512641.475 | 0.109 | 137.551 | 2239437.75 | 0.1186 | 322.469 | 4644314.525 | 0.1171 | 241.636 | 3463251.031 | 0.1011 | 116.331 | 1901734.115 | 0.0984 | 171.534 | 2836281.49 | 0.086 | 100.9 | 1989921.812 | 0.0909 | 190.088 | 3342752.078 | 0.1191 | 329.5 | 4259843.2 | 0.1213 | 195.4 | 2743247.1 | 38 |  | Low Ozone Season Rate | 0.086 | 0.086 | 237.9 |  |  | 237.9
TX | Wilkes Power Plant | 3478 | 3 | Marion | 1971-09-01 | 3052 | 351 | 32.8486 | -94.5469 | ARP | Dry bottom wall-fired boiler | Pipeline Natural Gas |  | Low NOx Burner Technology (Dry Bottom only) (Retired Jun 30, 2003) | Electric Utility | Electric Services | 0.1203 | 321.624 | 4754592.55 | 0.1016 | 180.902 | 3244660.15 | 0.1108 | 282.751 | 4635022.825 | 0.0946 | 260.824 | 4652406.19 | 0.0853 | 166.933 | 3392220.282 | 0.0797 | 130.296 | 3026036.326 | 0.0787 | 106.718 | 2508432.391 | 0.0842 | 188.83 | 3766337.555 | 0.1146 | 243.9 | 3331740.7 | 0.0983 | 236.6 | 3772190.5 | 29.7 |  | Low Ozone Season Rate | 0.0787 | 0.0787 | 167.5 |  |  | 167.5
TX | Winchester Power Park | 56674 | 1 | Fayette | 2009-05-06 | 437 | 60.5 | 30.0383 | -96.9875 | ARP, CAIRNOX, CAIRSO2, TRNOX, TRNOXOS, TRSO2G2 | Combustion turbine | Pipeline Natural Gas |  | Selective Catalytic Reduction | Electric Utility | [22 empty] | 0.0393 | 3.73 | 250597.034 | 0.0147 | 0.6 | 123124.7 | 0.0387 | 1.1 | 80338.9 | 7.7 | Selective Catalytic Reduction | Existing SCR | 0.0147 | 0.0147 | 0.6 |  |  | 0.6
TX | Winchester Power Park | 56674 | 2 | Fayette | 2009-05-16 | 437 | 60.5 | 30.0383 | -96.9875 | ARP, CAIRNOX, CAIRSO2, TRNOX, TRNOXOS, TRSO2G2 | Combustion turbine | Pipeline Natural Gas |  | Selective Catalytic Reduction | Electric Utility | [22 empty] | 0.0348 | 1.182 | 254653.054 | 0.0259 | 0.8 | 158783.8 | 0.0385 | 0.4 | 79028.9 | 9.9 | Selective Catalytic Reduction | Existing SCR | 0.0259 | 0.0259 | 0.8 |  |  | 0.8
TX | Winchester Power Park | 56674 | 3 | Fayette | 2009-05-20 | 437 | 60.5 | 30.0383 | -96.9875 | ARP, CAIRNOX, CAIRSO2, TRNOX, TRNOXOS, TRSO2G2 | Combustion turbine | Pipeline Natural Gas |  | Selective Catalytic Reduction | Electric Utility | [22 empty] | 0.0183 | 1.36 | 221829.89 | 0.0106 | 0.5 | 151708.3 | 0.0206 | 0.3 | 62247.4 | 9.5 | Selective Catalytic Reduction | Existing SCR | 0.0106 | 0.0106 | 0.5 |  |  | 0.5
TX | Winchester Power Park | 56674 | 4 | Fayette | 2009-06-13 | 437 | 60.5 | 30.0383 | -96.9875 | ARP, CAIRNOX, CAIRSO2, TRNOX, TRNOXOS, TRSO2G2 | Combustion turbine | Pipeline Natural Gas |  | Selective Catalytic Reduction | Electric Utility | [22 empty] | 0.0127 | 0.76 | 172464.686 | 0.0161 | 0.5 | 144477.2 | 0.018 | 0.3 | 63241.9 | 9 | Selective Catalytic Reduction | Existing SCR | 0.0127 | 0.0127 | 0.4 |  |  | 0.4
TX | Wise County Power Company, LLC | 55320 | GT-1 | Wise | 2003-09-30 | 3187.1 | 242 | 33.0583 | -97.9103 | ARP, CAIRNOX, CAIRSO2, TRNOX, TRNOXOS, TRSO2G2 | Combined cycle | Pipeline Natural Gas |  | Dry Low NOx Burners<br>Selective Catalytic Reduction | Electric Utility |  |  |  |  | 0.0293 | 55.857 | 4921031.425 | 0.0198 | 54.408 | 6164978.275 | 0.0239 | 58.995 | 6087029.7 | 0.0209 | 36.386 | 4078513.296 | 0.018 | 52.063 | 6570292.591 | 0.0173 | 58.683 | 6953419.284 | 0.0178 | 55.908 | 6468139.508 | 0.0183 | 63.2 | 7045507.5 | 0.0182 | 55.4 | 6205758.1 | 60.2 | Dry Low NOx Burners<br>Selective Catalytic Reduction | Existing SCR | 0.0173 | 0.0173 | 59.7 |  |  | 59.7
TX | Wise County Power Company, LLC | 55320 | GT-2 | Wise | 2003-09-11 | 3187.1 | 242 | 33.0583 | -97.9103 | ARP, CAIRNOX, CAIRSO2, TRNOX, TRNOXOS, TRSO2G2 | Combined cycle | Pipeline Natural Gas |  | Dry Low NOx Burners<br>Selective Catalytic Reduction | Electric Utility |  |  |  |  | 0.0258 | 56.523 | 5388047.55 | 0.0205 | 55.861 | 6333952.05 | 0.0196 | 58.1 | 6743431.45 | 0.0275 | 51.784 | 5440561.061 | 0.0204 | 48.405 | 6024800.115 | 0.0171 | 61.568 | 7403562.585 | 0.0157 | 51.967 | 6681139.635 | 0.0177 | 58.7 | 6788529.7 | 0.0176 | 53 | 6126783.2 | 58 | Dry Low NOx Burners<br>Selective Catalytic Reduction | Existing SCR | 0.0157 | 0.0157 | 52.1 |  |  | 52.1
TX | Wolf Hollow I, LP | 55139 | CTG1 | Hood | 2003-04-27 | 3055.6 | 264.8 | 32.3347 | -97.7344 | ARP, CAIRNOX, CAIRSO2, TRNOX, TRNOXOS, TRSO2G2 | Combined cycle | Pipeline Natural Gas |  | Selective Catalytic Reduction | Electric Utility |  | 0.0855 | 128.43 | 3104534.625 | 0.0321 | 70.263 | 5102804.475 | 0.0309 | 100.041 | 7189887.375 | 0.0262 | 91.311 | 7428514.8 | 0.0365 | 87.129 | 5878581.725 | 0.037 | 87.968 | 5915465.025 | 0.0607 | 122.684 | 5871436.92 | 0.0451 | 99.772 | 5528982.074 | 0.0408 | 102.7 | 5799555 | 0.0444 | 120.3 | 5790841.4 | 51.7 | Selective Catalytic Reduction | Existing SCR | 0.0262 | 0.0262 | 66 |  |  | 66
TX | Wolf Hollow I, LP | 55139 | CTG2 | Hood | 2003-04-29 | 3055.6 | 264.8 | 32.3347 | -97.7344 | ARP, CAIRNOX, CAIRSO2, TRNOX, TRNOXOS, TRSO2G2 | Combined cycle | Pipeline Natural Gas |  | Selective Catalytic Reduction | Electric Utility |  | 0.0335 | 44.507 | 2888861.6 | 0.0328 | 67.606 | 4794582.275 | 0.0295 | 99.409 | 7218818.85 | 0.0265 | 84.908 | 6775853.375 | 0.0342 | 86.491 | 6377478.8 | 0.0318 | 88.179 | 6685154.425 | 0.036 | 92.486 | 6099602.071 | 0.0393 | 93.502 | 5923905.274 | 0.0392 | 75.2 | 4337881.2 | 0.0449 | 124.4 | 5990297.9 | 38.7 | Selective Catalytic Reduction | Existing SCR | 0.0265 | 0.0265 | 50.8 |  |  | 50.8
UT | Bonanza | 7790 | 2013-01-01 | Uintah | 1985-12-01 | 5500 | 499.5 | 40.0864 | -109.2844 | ARP | Dry bottom wall-fired boiler | Coal | Diesel Oil | Low NOx Burner Technology (Dry Bottom only) | Electric Utility | Electric Services | 0.3536 | 3386.814 | 18900000 | 0.3413 | 3038.141 | 17700000 | 0.3358 | 3135.574 | 18500000 | 0.3339 | 3125.348 | 18500000 | 0.3651 | 2699.463 | 14400000 | 0.3294 | 2873.644 | 17200000 | 0.332 | 2253.592 | 13200000 | 0.3582 | 2705.42 | 14800000 | 0.3709 | 2529.2 | 13300000 | 0.4152 | 2541.1 | 11800000 | 65.7 |  | New SCR | 0.3294 | 0.06 | 409.1 |  |  | 409.1
UT | Carbon | 3644 | 1 | Carbon | 1954-11-26 | 1243 | 75 | 39.7272 | -110.8644 | ARP | Tangentially-fired | Coal |  |  | Electric Utility | Electric Services | 0.4425 | 563.685 | 2532035.304 | 0.4474 | 541.72 | 2403928.767 | 0.453 | 522.858 | 2300642.6 | 0.4494 | 667.252 | 2961756.615 | 0.535 | 623.01 | 2300086.934 | 0.4864 | 591.207 | 2402996.609 | 0.5285 | 646.815 | 2456661.632 | 0.5123 | 620.594 | 2424622.779 | 0.5017 | 581.2 | 2318078.9 | 0.4918 | 642.3 | 2592863.1 | 50.8 |  | New SCR | 0.4425 | 0.06 | 69.5 | Shutdown | Gas Combined Cycle Replacement | 11 | 570.2
UT | Carbon | 3644 | 2 | Carbon | 1957-09-11 | 1476 | 113.6 | 39.7272 | -110.8644 | ARP | Tangentially-fired | Coal |  |  | Electric Utility | Electric Services | 0.4232 | 896.965 | 4227015.336 | 0.4364 | 702.568 | 3126212.948 | 0.4502 | 942.019 | 4154788.082 | 0.4387 | 842.382 | 3788501.343 | 0.497 | 997.019 | 3972964.5 | 0.448 | 879.749 | 3888905.753 | 0.5097 | 917.877 | 3604295.831 | 0.5115 | 987.942 | 3863359.114 | 0.4981 | 937.1 | 3726014.4 | 0.4611 | 841.7 | 3617624.7 | 68.7 |  | New SCR | 0.4232 | 0.06 | 112.9 | Shutdown | Gas Combined Cycle Replacement | 17.7 | 919.4
UT | Currant Creek Power Project | 56102 | CTG1A | Juab | 2005-03-01 | 2165 | 146.2 | 39.8223 | -111.894 | ARP | Combined cycle | Pipeline Natural Gas |  | Selective Catalytic Reduction | Electric Utility | [7 empty] | 0.0471 | 10.866 | 540510.978 | 0.0296 | 21.761 | 3035997.019 | 0.0084 | 20.642 | 5695259.63 | 0.0248 | 23.268 | 3641068.914 | 0.0157 | 18.007 | 3745787.071 | 0.0104 | 12.79 | 3555007.842 | 0.0149 | 14.3 | 3158327.6 | 0.0083 | 15.5 | 4190217.8 | 39.7 | Selective Catalytic Reduction | Existing SCR | 0.0083 | 0.0083 | 8 |  |  | 8
UT | Currant Creek Power Project | 56102 | CTG1B | Juab | 2005-03-11 | 2156 | 146.2 | 39.8223 | -111.894 | ARP | Combined cycle | Pipeline Natural Gas |  | Selective Catalytic Reduction | Electric Utility | [7 empty] | 0.0419 | 11.203 | 640620.276 | 0.0317 | 21.747 | 3045683.497 | 0.0088 | 20.723 | 5551565.287 | 0.0197 | 19.458 | 3520143.042 | 0.022 | 16.953 | 3127842.992 | 0.0155 | 13.683 | 3123744.964 | 0.0097 | 12.7 | 3513409.5 | 0.0214 | 18.8 | 3200001.2 | 44.4 | Selective Catalytic Reduction | Existing SCR | 0.0088 | 0.0088 | 11.5 |  |  | 11.5
UT | Desert Power Plant | 55858 | UNT1 | Tooele | 2002-05-01 | 442 | 46.2 | 40.9131 | -112.7342 | ARP | Combustion turbine | Pipeline Natural Gas |  | Dry Low NOx Burners | Electric Utility |  | 0.1892 | 16.803 | 293204.7 | 0.262 | 0.193 | 2211 | [24 empty] | 0 | Dry Low NOx Burners | Low Ozone Season Rate | 0.1892 | 0.1892 | 0 |  |  | 0
UT | Desert Power Plant | 55858 | UNT2 | Tooele | 2002-05-01 | 442 | 46.2 | 40.9131 | -112.7342 | ARP | Combustion turbine | Pipeline Natural Gas |  | Dry Low NOx Burners | Electric Utility |  | 0.1871 | 16.155 | 294350.5 | [27 empty] | 0 | Dry Low NOx Burners | Low Ozone Season Rate | 0.1871 | 0.1871 | 0 |  |  | 0
UT | Gadsby | 3648 | 1 | Salt Lake | 1951-09-18 | 720 | 69 | 40.7686 | -111.9289 | ARP | Dry bottom wall-fired boiler | Pipeline Natural Gas |  | Low NOx Burner Technology (Dry Bottom only) | Electric Utility | Electric Services | 0.0845 | 15.401 | 285639.043 | 0.0651 | 5.036 | 101595.421 | 0.0952 | 4.864 | 79026.005 | 0.0848 | 12.294 | 222408.728 | 0.1068 | 49.564 | 826130.948 | 0.094 | 25.484 | 476519.172 | 0.1253 | 24.68 | 412433.412 | 0.1111 | 14.811 | 273305.584 | 0.1019 | 9.7 | 195568.4 | 0.1097 | 16.2 | 301721.6 | 7.4 |  | Low Ozone Season Rate | 0.0651 | 0.0651 | 6.2 |  |  | 6.2
UT | Gadsby | 3648 | 2 | Salt Lake | 1952-12-26 | 850 | 69 | 40.7686 | -111.9289 | ARP | Dry bottom wall-fired boiler | Pipeline Natural Gas |  | Low NOx Burner Technology (Dry Bottom only) | Electric Utility | Electric Services | 0.0986 | 30.749 | 514391.572 | 0.0781 | 13.959 | 263813.465 | 0.0975 | 6.933 | 119679.531 | 0.081 | 22.828 | 481160.298 | 0.0984 | 58.799 | 1102230.05 | 0.0974 | 36.182 | 670059.107 | 0.1183 | 38.999 | 668241.442 | 0.1162 | 20.42 | 360893.57 | 0.1079 | 15.7 | 307503.4 | 0.11 | 19.5 | 365807.3 | 9.9 |  | Low Ozone Season Rate | 0.0781 | 0.0781 | 11.4 |  |  | 11.4
UT | Gadsby | 3648 | 3 | Salt Lake | 1955-06-01 | 1111 | 113.6 | 40.7686 | -111.9289 | ARP | Tangentially-fired | Pipeline Natural Gas |  |  | Electric Utility | Electric Services | 0.1015 | 47.026 | 951671.809 | 0.0803 | 21.921 | 565450.305 | 0.0805 | 11.74 | 295488.423 | 0.0791 | 34.328 | 877025.739 | 0.0755 | 50.845 | 1389285.079 | 0.0785 | 42.56 | 1107257.355 | 0.0991 | 57.355 | 1156435.508 | 0.0811 | 28.53 | 743062.498 | 0.0754 | 20 | 576315.3 | 0.0742 | 34.4 | 994039.4 | 14.1 |  | Low Ozone Season Rate | 0.0742 | 0.0742 | 19.7 |  |  | 19.7
UT | Gadsby | 3648 | 4 | Salt Lake | 2002-07-10 | 400 | 60.4 | 40.7686 | -111.9289 | ARP | Combustion turbine | Pipeline Natural Gas |  | Water Injection<br>Selective Catalytic Reduction | Electric Utility |  | 0.0214 | 4.863 | 594801.016 | 0.0209 | 4.49 | 586610.762 | 0.0221 | 3.358 | 404050.189 | 0.0204 | 3.521 | 436817.605 | 0.0191 | 5.083 | 641917.697 | 0.0176 | 4.03 | 519805.057 | 0.0191 | 4.208 | 499334.172 | 0.02 | 3.252 | 378744.695 | 0.019 | 2.6 | 320492.1 | 0.0215 | 1.8 | 214729.4 | 21.8 | Water Injection<br>Selective Catalytic Reduction | Existing SCR | 0.0176 | 0.0176 | 2.4 |  |  | 2.4
UT | Gadsby | 3648 | 5 | Salt Lake | 2002-07-13 | 400 | 60.4 | 40.7686 | -111.9289 | ARP | Combustion turbine | Pipeline Natural Gas |  | Water Injection<br>Selective Catalytic Reduction | Electric Utility |  | 0.0227 | 4.887 | 575565.011 | 0.023 | 4.589 | 537152.14 | 0.026 | 3.108 | 329807.469 | 0.0237 | 4.204 | 441261.077 | 0.0177 | 4.49 | 613574.595 | 0.0188 | 4.001 | 503167.817 | 0.0197 | 4.556 | 554722.834 | 0.0246 | 3.774 | 416303.102 | 0.0269 | 2.8 | 263391.8 | 0.0225 | 2 | 237255.1 | 17.9 | Water Injection<br>Selective Catalytic Reduction | Existing SCR | 0.0177 | 0.0177 | 1.8 |  |  | 1.8
UT | Gadsby | 3648 | 6 | Salt Lake | 2002-07-29 | 400 | 60.4 | 40.7686 | -111.9289 | ARP | Combustion turbine | Pipeline Natural Gas |  | Water Injection<br>Selective Catalytic Reduction | Electric Utility |  | 0.0202 | 4.404 | 584757.622 | 0.0265 | 3.909 | 453806.821 | 0.0259 | 3.138 | 344829.153 | 0.0182 | 3.514 | 465216.437 | 0.0157 | 4.441 | 641643.061 | 0.0189 | 3.909 | 498805.433 | 0.0199 | 4.798 | 577803.756 | 0.0207 | 3.027 | 368660.016 | 0.0206 | 2.4 | 296445.5 | 0.0244 | 2.1 | 227809.6 | 20.2 | Water Injection<br>Selective Catalytic Reduction | Existing SCR | 0.0157 | 0.0157 | 1.8 |  |  | 1.8
UT | Hunter | 6165 | 1 | Emery | 1978-06-10 | 5348 | 488.3 | 39.1747 | -111.0289 | ARP | Tangentially-fired | Coal |  | Low NOx Burner Technology w/ Closed-coupled OFA | Electric Utility | Electric Services | 0.4063 | 3210.101 | 15700000 | 0.35 | 2573.781 | 14600000 | 0.3483 | 2516.793 | 14300000 | 0.3897 | 2997.125 | 15200000 | 0.3708 | 2851.172 | 15200000 | 0.3594 | 2731.204 | 15100000 | 0.3547 | 2510.717 | 14000000 | 0.3574 | 2409.439 | 13100000 | 0.3558 | 2244 | 12400000 | 0.389 | 2409.7 | 12200000 | 63.2 |  | New SCR | 0.3483 | 0.06 | 378.4 |  |  | 378.4
UT | Hunter | 6165 | 2 | Emery | 1980-06-04 | 6130 | 488.3 | 39.1747 | -111.0289 | ARP | Tangentially-fired | Coal |  | Low NOx Burner Technology w/ Closed-coupled OFA | Electric Utility | Electric Services | 0.3589 | 2420.469 | 13400000 | 0.3531 | 2674.94 | 15100000 | 0.3468 | 2753.128 | 15800000 | 0.3402 | 2183.212 | 12500000 | 0.3635 | 2835.956 | 15500000 | 0.3677 | 2847.208 | 15400000 | 0.351 | 2621.598 | 14700000 | 0.3488 | 2232.695 | 12600000 | 0.2133 | 1416.8 | 13100000 | 0.1895 | 1396.7 | 14700000 | 58.4 |  | New SCR | 0.1895 | 0.06 | 398.5 |  |  | 398.5
UT | Hunter | 6165 | 3 | Emery | 1983-06-01 | 5742 | 495.6 | 39.1747 | -111.0289 | ARP | Dry bottom wall-fired boiler | Coal |  | Low NOx Burner Technology w/ Overfire Air | Electric Utility | Electric Services | 0.3872 | 2891.364 | 14700000 | 0.3731 | 2787.561 | 14800000 | 0.353 | 2443.366 | 13600000 | 0.3392 | 2431.072 | 13900000 | 0.3124 | 1964.683 | 11900000 | 0.3434 | 2531.997 | 14600000 | 0.3009 | 2087.473 | 13400000 | 0.293 | 2190.202 | 14600000 | 0.2941 | 2163.7 | 14300000 | 0.2784 | 2029.5 | 14300000 | 67.7 |  | New SCR | 0.2784 | 0.06 | 441.4 |  |  | 441.4
UT | Huntington | 8069 | 1 | Emery | 1977-06-01 | 5263 | 498 | 39.3792 | -111.0781 | ARP | Tangentially-fired | Coal |  | Low NOx Burner Technology w/ Closed-coupled OFA | Electric Utility | Electric Services | 0.3329 | 2472.184 | 14800000 | 0.3251 | 1925.339 | 11800000 | 0.2859 | 1856.818 | 13000000 | 0.3668 | 2495.429 | 13500000 | 0.3636 | 2496.729 | 13600000 | 0.3644 | 2691.345 | 14800000 | 0.3677 | 2554.231 | 13800000 | 0.3481 | 2169.707 | 12400000 | 0.2231 | 1609.8 | 14400000 | 0.2213 | 1446.7 | 13100000 | 74.5 |  | New SCR | 0.2213 | 0.06 | 432.9 |  |  | 432.9
UT | Huntington | 8069 | 2 | Emery | 1974-07-17 | 5733 | 498 | 39.3792 | -111.0781 | ARP | Tangentially-fired | Coal |  | Low NOx Burner Technology w/ Closed-coupled OFA | Electric Utility | Electric Services | 0.3538 | 2587.357 | 14600000 | 0.3624 | 2432.181 | 13400000 | 0.3053 | 2001.254 | 13000000 | 0.387 | 2520.136 | 13000000 | 0.2349 | 1862.017 | 15900000 | 0.2172 | 1678.413 | 15500000 | 0.2307 | 1690.138 | 14500000 | 0.2182 | 1632.537 | 14800000 | 0.1932 | 1330.2 | 13700000 | 0.2239 | 1609.1 | 14300000 | 65 |  | New SCR | 0.1932 | 0.06 | 413.1 |  |  | 413.1
UT | Intermountain | 6481 | 1SGA | Millard | 1986-07-01 | 10274 | 820 | 39.5108 | -112.5792 | ARP | Dry bottom wall-fired boiler | Coal |  | Low NOx Burner Technology (Dry Bottom only) | Electric Utility | Electric Services | 0.3563 | 5983.021 | 33500000 | 0.3461 | 5959.383 | 34400000 | 0.3671 | 5838.347 | 31700000 | 0.402 | 6974.11 | 34500000 | 0.3826 | 6559.239 | 34200000 | 0.4027 | 6351.184 | 31500000 | 0.3622 | 5092.257 | 27800000 | 0.3975 | 5847.292 | 29200000 | 0.4014 | 5677.7 | 27800000 | 0.3414 | 3567.9 | 20200000 | 73.6 |  | New SCR | 0.3414 | 0.06 | 848.7 |  |  | 848.7
UT | Intermountain | 6481 | 2SGA | Millard | 1987-07-01 | 10474 | 820 | 39.5108 | -112.5792 | ARP | Dry bottom wall-fired boiler | Coal |  | Low NOx Burner Technology (Dry Bottom only) | Electric Utility | Electric Services | 0.3918 | 6279.369 | 32000000 | 0.3388 | 5846.898 | 34500000 | 0.3236 | 5265.727 | 32500000 | 0.3272 | 5426.73 | 32900000 | 0.3603 | 6117.805 | 34000000 | 0.4 | 6055.282 | 30200000 | 0.3644 | 5060.506 | 27300000 | 0.4034 | 5999.575 | 29500000 | 0.3884 | 5544.7 | 28100000 | 0.3258 | 4041.8 | 23900000 | 73.1 |  | New SCR | 0.3236 | 0.06 | 856.5 |  |  | 856.5
UT | Lake Side Power Plant | 56237 | CT01 | Utah | 2007-05-25 | 2200 | 182.7 | 40.3311 | -111.7547 | ARP | Combined cycle | Pipeline Natural Gas |  |  | Electric Utility | [16 empty] | 0.0099 | 13.201 | 3736164.239 | 0.0121 | 9.077 | 2429057.109 | 0.0107 | 11.858 | 3302943.883 | 0.0134 | 9.6 | 2212738.6 | 0.0096 | 17 | 4306710.3 | 27.4 |  | Low Ozone Season Rate | 0.0096 | 0.0096 | 6.9 |  |  | 6.9
UT | Lake Side Power Plant | 56237 | CT02 | Utah | 2007-06-02 | 2200 | 182.7 | 40.3311 | -111.7547 | ARP | Combined cycle | Pipeline Natural Gas |  | Selective Catalytic Reduction | Electric Utility | [16 empty] | 0.0099 | 12.772 | 3676684.224 | 0.0111 | 8.992 | 2501211.843 | 0.0116 | 11.016 | 2941859.975 | 0.0134 | 10.3 | 2324417.7 | 0.0099 | 18.1 | 4518254.4 | 28.8 | Selective Catalytic Reduction | Existing SCR | 0.0099 | 0.0099 | 7.6 |  |  | 7.6
UT | Millcreek Power | 56253 | MC-1 | Washington | 2006-04-03 | 360 | 40 | 37.1124 | -113.5155 | ARP | Combustion turbine | Pipeline Natural Gas |  | Dry Low NOx Burners | Electric Utility | [10 empty] | 0.1521 | 38.878 | 502092 | 0.111 | 14.26 | 419187.6 | 0.1231 | 10.674 | 312652.8 | 0.1137 | 15.503 | 465451.2 | 0.128 | 8.944 | 262598.4 | 0.1175 | 14.1 | 380340 | 0.0777 | 17.5 | 495828 | 28.8 | Dry Low NOx Burners | Low Ozone Season Rate | 0.0777 | 0.0777 | 9.3 |  |  | 9.3
UT | Millcreek Power | 56253 | MC-2 | Washington | 2010-04-25 | 420 | 40 | 37.1124 | -113.5155 | ARP | Combustion turbine | Pipeline Natural Gas |  | Dry Low NOx Burners<br>Selective Catalytic Reduction | Electric Utility | [25 empty] | 0.0121 | 1.1 | 268203.2 | 0.0121 | 1.9 | 407783.5 | 17.4 | Dry Low NOx Burners<br>Selective Catalytic Reduction | Existing SCR | 0.0121 | 0.0105 | 1 |  |  | 1
UT | Nebo Power Station | 56177 | U1 | Utah | 2004-06-17 | 1200 | 65 | 40.0614 | -111.7294 | ARP | Combined cycle | Pipeline Natural Gas |  | Dry Low NOx Burners<br>Selective Catalytic Reduction | Electric Utility |  |  |  |  | 0.0418 | 6.811 | 550938.975 | 0.0264 | 23.23 | 2271099.125 | 0.0255 | 17.341 | 1809373.875 | 0.0199 | 21.403 | 2424401.175 | 0.0331 | 19.824 | 1456166.31 | 0.0302 | 12.453 | 1193891.829 | 0.0221 | 12.559 | 1433054.832 | 0.023 | 9.7 | 1080957.6 | 0.0233 | 17.7 | 1905185 | 24.5 | Dry Low NOx Burners<br>Selective Catalytic Reduction | Existing SCR | 0.0199 | 0.0199 | 8.4 |  |  | 8.4
UT | West Valley Generation Project | 55622 | U1 | Salt Lake | 2002-06-11 | 425 | 43.4 | 40.6663 | -112.031 | ARP | Combustion turbine | Pipeline Natural Gas |  | Dry Low NOx Burners<br>Selective Catalytic Reduction | Electric Utility |  | 0.0189 | 6.358 | 927880.999 | 0.0223 | 7.586 | 925482.088 | 0.0195 | 3.379 | 421941.573 | 0.0174 | 4.233 | 558688.369 | 0.0154 | 5.701 | 829495.905 | 0.034 | 7.218 | 498114.491 | 0.0319 | 2.976 | 350348.215 | 0.0255 | 2.34 | 287526.399 | 0.0196 | 2.1 | 284006.4 | 0.0142 | 2.5 | 434180.1 | 18.2 | Dry Low NOx Burners<br>Selective Catalytic Reduction | Existing SCR | 0.0142 | 0.0142 | 1.5 |  |  | 1.5
UT | West Valley Generation Project | 55622 | U2 | Salt Lake | 2002-06-12 | 425 | 43.4 | 40.6663 | -112.031 | ARP | Combustion turbine | Pipeline Natural Gas |  | Dry Low NOx Burners<br>Selective Catalytic Reduction | Electric Utility |  | 0.0178 | 6.002 | 872867.267 | 0.0194 | 7.028 | 892079.261 | 0.0215 | 3.187 | 390669.639 | 0.0211 | 4.118 | 476896.06 | 0.0171 | 6.04 | 804446.382 | 0.0283 | 5.195 | 526850.779 | 0.033 | 2.888 | 311848.565 | 0.0245 | 1.864 | 214702.902 | 0.0203 | 1.9 | 229179.6 | 0.0175 | 2.8 | 363245.4 | 14.7 | Dry Low NOx Burners<br>Selective Catalytic Reduction | Existing SCR | 0.0171 | 0.0171 | 1.6 |  |  | 1.6
UT | West Valley Generation Project | 55622 | U3 | Salt Lake | 2001-10-10 | 425 | 43.4 | 40.6663 | -112.031 | ARP | Combustion turbine | Pipeline Natural Gas |  | Dry Low NOx Burners<br>Selective Catalytic Reduction | Electric Utility |  | 0.0166 | 6.613 | 969406.271 | 0.0201 | 8.466 | 1054997.543 | 0.0189 | 3.189 | 423645.635 | 0.0202 | 4.591 | 533546.926 | 0.0174 | 6.087 | 795615.002 | 0.0301 | 3.562 | 373332.681 | 0.0362 | 2.488 | 269987.399 | 0.0254 | 1.903 | 227546.884 | 0.0203 | 1.8 | 237646.4 | 0.0146 | 2.5 | 408801.4 | 15.2 | Dry Low NOx Burners<br>Selective Catalytic Reduction | Existing SCR | 0.0146 | 0.0146 | 1.3 |  |  | 1.3
UT | West Valley Generation Project | 55622 | U4 | Salt Lake | 2001-10-01 | 425 | 43.4 | 40.6663 | -112.031 | ARP | Combustion turbine | Pipeline Natural Gas |  | Dry Low NOx Burners<br>Selective Catalytic Reduction | Electric Utility |  | 0.0177 | 6.365 | 919155.312 | 0.0194 | 6.437 | 842955.003 | 0.0193 | 3.785 | 463552.165 | 0.021 | 4.484 | 507068.341 | 0.0162 | 5.836 | 795592.416 | 0.0297 | 4.807 | 474801.161 | 0.0318 | 2.51 | 287453.761 | 0.025 | 1.922 | 236555.123 | 0.0186 | 1.7 | 235457.2 | 0.0147 | 2.4 | 375418.6 | 15.1 | Dry Low NOx Burners<br>Selective Catalytic Reduction | Existing SCR | 0.0147 | 0.0147 | 1.4 |  |  | 1.4
UT | West Valley Generation Project | 55622 | U5 | Salt Lake | 2002-07-25 | 425 | 43.4 | 40.6663 | -112.031 | ARP | Combustion turbine | Pipeline Natural Gas |  | Dry Low NOx Burners<br>Selective Catalytic Reduction | Electric Utility |  | 0.017 | 6.501 | 928370.65 | 0.0187 | 6.565 | 828743.611 | 0.0192 | 3.475 | 461718.271 | 0.018 | 4.159 | 561099.537 | 0.0142 | 5.159 | 835241.327 | 0.0261 | 4.136 | 472634.229 | 0.0335 | 2.418 | 273293.064 | 0.0278 | 2.39 | 249070.879 | 0.0244 | 1.8 | 202978.9 | 0.0176 | 2.9 | 380328.6 | 13 | Dry Low NOx Burners<br>Selective Catalytic Reduction | Existing SCR | 0.0142 | 0.0142 | 1.1 |  |  | 1.1
VA | Altavista Power Station | 10773 | 1 | Campbell | 1992-02-22 | 383 | 71.1 | 37.1183 | -79.2726 | ARP, NBP | Stoker | Coal | Wood | Overfire Air<br>Selective Non-catalytic Reduction | Electric Utility | Electric Services | 0.2783 | 131.954 | 944560.931 | 0.2719 | 106.846 | 783139.178 | 0.2725 | 107.502 | 793502.299 | 0.2825 | 104.455 | 740639.325 | 0.2641 | 132.363 | 976341.308 | 0.2234 | 54.948 | 401776.699 | 0.2328 | 39.204 | 277564.584 | 0.2628 | 75.942 | 537230.498 | [6 empty] | 0 | SNCR | Existing SNCR | 0.2234 | 0.2234 | 0 | Biomass Conv | 0.15 NOx Rate Conventional Blr/ No operation 2011 | 0 | 0
VA | Altavista Power Station | 10773 | 2 | Campbell | 1992-02-22 | 383 | 71.1 | 37.1183 | -79.2726 | ARP, NBP | Stoker | Coal | Wood | Overfire Air<br>Selective Non-catalytic Reduction | Electric Utility | Electric Services | 0.278 | 130.997 | 938364.419 | 0.272 | 108.403 | 794161.222 | 0.2734 | 99.757 | 733639.577 | 0.2826 | 104.606 | 741763.551 | 0.2639 | 128.272 | 948209.692 | 0.2232 | 55.424 | 407344.599 | 0.2341 | 37.982 | 271617.107 | 0.2627 | 76.369 | 542576.374 | [6 empty] | 0 | SNCR | Existing SNCR | 0.2232 | 0.2232 | 0 | Biomass Conv | 0.15 NOx Rate Conventional Blr/ No operation 2011 | 0 | 0
VA | Bear Garden Generating Station | 56807 | 1A | Buckingham | 2011-01-29 | 2345 | 145 | 37.6961 | -78.2848 | ARP, CAIRNOX, CAIROS, CAIRSO2, TRNOX, TRNOXOS, TRSO2G1 | Combined cycle | Pipeline Natural Gas | Diesel Oil | Dry Low NOx Burners<br>Water Injection<br>Selective Catalytic Reduction | Electric Utility | [25 empty] | 0.0099 | 23.5 | 5463936.3 | 0.0075 | 23.1 | 6349891.2 | 63.5 | Dry Low NOx Burners<br>Water Injection<br>Selective Catalytic Reduction | Existing SCR | 0.0075 | 0.0075 | 17.8 |  |  | 17.8
VA | Bear Garden Generating Station | 56807 | 1B | Buckingham | 2011-01-26 | 2345 | 152 | 37.6961 | -78.2848 | ARP, CAIRNOX, CAIROS, CAIRSO2, TRNOX, TRNOXOS, TRSO2G1 | Combined cycle | Pipeline Natural Gas | Diesel Oil | Dry Low NOx Burners<br>Water Injection<br>Selective Catalytic Reduction | Electric Utility | [25 empty] | 0.0121 | 23 | 5459171.7 | 0.0075 | 22.2 | 6258538.2 | 63.4 | Dry Low NOx Burners<br>Water Injection<br>Selective Catalytic Reduction | Existing SCR | 0.0075 | 0.0075 | 14.3 |  |  | 14.3
VA | Bellemeade Power Station | 50966 | 1 | Richmond (City) | 1991-03-13 | 1243 | 110 | 37.4964 | -77.4319 | ARP, CAIRNOX, CAIROS, CAIRSO2, TRNOX, TRNOXOS, TRSO2G1 | Combined cycle | Pipeline Natural Gas | Diesel Oil | Selective Catalytic Reduction<br>Steam Injection | Electric Utility |  | 0.0703 | 14.174 | 559754.05 | 0.0727 | 9.114 | 367809.825 | 0.0625 | 30.527 | 1308255.35 | 0.0517 | 23.83 | 1217645.8 | 0.05 | 27.754 | 1346410.975 | 0.0559 | 33.991 | 1414213.475 | 0.0424 | 17.964 | 1092153.303 | 0.0413 | 38.656 | 2525818.27 | 0.0331 | 28 | 1902039.3 | 0.0283 | 51.5 | 3701845.2 | 41.7 | Selective Catalytic Reduction<br>Steam Injection | Existing SCR | 0.0283 | 0.0283 | 23.9 |  |  | 23.9
VA | Bellemeade Power Station | 50966 | 2 | Richmond (City) | 1991-03-13 | 1243 | 110 | 37.4964 | -77.4319 | ARP, CAIRNOX, CAIROS, CAIRSO2, TRNOX, TRNOXOS, TRSO2G1 | Combined cycle | Pipeline Natural Gas | Diesel Oil | Selective Catalytic Reduction<br>Steam Injection | Electric Utility |  | 0.0521 | 15.207 | 688315.55 | 0.0757 | 8.5 | 285576.475 | 0.0547 | 27.922 | 1280402.1 | 0.0488 | 21.274 | 1155999.4 | 0.0537 | 25.518 | 1272853.425 | 0.0624 | 34.745 | 1570242.35 | 0.0365 | 17.138 | 1123224.56 | 0.0336 | 36.94 | 2497268.925 | 0.0335 | 26.5 | 1832380.8 | 0.0281 | 51.8 | 3750918.2 | 40.1 | Selective Catalytic Reduction<br>Steam Injection | Existing SCR | 0.0281 | 0.0281 | 22.2 |  |  | 22.2
VA | Bremo Power Station | 3796 | 3 | Fluvanna | 1950-06-05 | 1041 | 69 | 37.7089 | -78.2878 | ARP, NBP | Dry bottom wall-fired boiler | Coal |  |  | Electric Utility | Electric Services | 0.7199 | 994.679 | 2758845.975 | 0.474 | 435.735 | 1798591.15 | 0.5375 | 505.808 | 1742541.35 | 0.5788 | 493.871 | 1618045.625 | 0.6644 | 860.291 | 2582539.421 | 0.6113 | 344.975 | 980464.313 | 0.6116 | 121.298 | 342330.787 | 0.7111 | 460.449 | 1240795.844 | 0.6121 | 232.5 | 707874.9 | 0.4772 | 154 | 510081.8 | 18.5 |  | New SNCR | 0.474 | 0.2844 | 108 | Gas Conversion | 0.1 NOx Rate Gas Conv Wall/Tang | 38 | 194.5
VA | Bremo Power Station | 3796 | 4 | Fluvanna | 1958-07-09 | 1838 | 185.2 | 37.7089 | -78.2878 | ARP, NBP | Dry bottom wall-fired boiler | Coal |  | Low NOx Burner Technology (Dry Bottom only) | Electric Utility | Electric Services | 0.4532 | 925.299 | 4040975.825 | 0.3032 | 550.658 | 3597578.7 | 0.2569 | 561.101 | 4309301.15 | 0.2764 | 604.857 | 4366957.025 | 0.2796 | 680.554 | 4836742.121 | 0.2305 | 453.352 | 3574522.303 | 0.2504 | 472.422 | 3700019.631 | 0.3616 | 780.382 | 4150924.873 | 0.4278 | 677.3 | 3107750.8 | 0.4256 | 345.6 | 1513017.7 | 46 |  | New SCR | 0.2305 | 0.06 | 95 | Gas Conversion | 0.1 NOx Rate Gas Conv Wall/Tang | 158.3 | 519
VA | Buchanan Units 1 & 2 | 55738 | 1 | Buchanan | 2002-07-01 | 449 | 44 | 37.1753 | -81.9617 | ARP, CAIRNOX, CAIROS, CAIRSO2, TRNOX, TRNOXOS, TRSO2G1 | Combustion turbine | Pipeline Natural Gas |  | Water Injection | Electric Utility |  | 0.0995 | 1.638 | 38297.663 | 0.0968 | 0.486 | 10791.885 | 0.0895 | 4.698 | 119571.75 | 0.0873 | 5.995 | 150576.769 | 0.0897 | 9.105 | 224028.831 | 0.0861 | 2.712 | 72393.856 | 0.0906 | 3.287 | 87171.183 | 0.0834 | 9.06 | 234054.641 | 0.0875 | 5.8 | 145492 | 0.0958 | 2.9 | 68837.9 | 8.8 | Water Injection | Low Ozone Season Rate | 0.0834 | 0.0834 | 5.5 |  |  | 5.5
VA | Buchanan Units 1 & 2 | 55738 | 2 | Buchanan | 2002-07-01 | 449 | 44 | 37.1753 | -81.9617 | ARP, CAIRNOX, CAIROS, CAIRSO2, TRNOX, TRNOXOS, TRSO2G1 | Combustion turbine | Pipeline Natural Gas |  | Water Injection | Electric Utility |  | 0.0968 | 1.588 | 36321.371 | 0.0908 | 0.53 | 12021.019 | 0.0934 | 4.761 | 119268.172 | 0.085 | 6.055 | 152877.895 | 0.0862 | 8.311 | 207940.31 | 0.0841 | 2.977 | 78053.627 | 0.0896 | 3.931 | 98635.121 | 0.0858 | 9.687 | 239359.354 | 0.0912 | 5.7 | 136365.3 | 0.0962 | 3.1 | 73691 | 8.3 | Water Injection | Low Ozone Season Rate | 0.0841 | 0.0841 | 5.3 |  |  | 5.3
VA | Chesapeake Energy Center | 3803 | 1 | Chesapeake (City) | 1953-04-06 | 1377 | 112.5 | 36.7711 | -76.3019 | ARP, NBP | Tangentially-fired | Coal |  | Other (Began Apr 20, 2003)<br>Selective Non-catalytic Reduction (Began Apr 25, 2003)<br>Other (Retired Feb 16, 2003) | Electric Utility | Electric Services | 0.27 | 530.405 | 3927648.6 | 0.2779 | 375.998 | 2693415.15 | 0.2417 | 334.433 | 2608825.225 | 0.2544 | 342.315 | 2605163.95 | 0.2773 | 499.727 | 3565458.125 | 0.2211 | 250.628 | 2037128.4 | 0.2692 | 293.111 | 2128500.816 | 0.533 | 789.286 | 3022917.154 | 0.6463 | 620.9 | 1896380.4 | 0.5615 | 298.2 | 998594.4 | 37.5 | SNCR | Existing SNCR | 0.2211 | 0.2211 | 212.4 | Shutdown | Gas Combined Cycle Replacement | 9 | 611.9
VA | Chesapeake Energy Center | 3803 | 2 | Chesapeake (City) | 1954-11-25 | 1381 | 112.5 | 36.7711 | -76.3019 | ARP, NBP | Tangentially-fired | Coal |  | Other (Retired Mar 20, 2003) | Electric Utility | Electric Services | 0.3803 | 693.471 | 3563579.4 | 0.2853 | 460.061 | 3217810.95 | 0.28 | 410.614 | 2738105.9 | 0.2637 | 383.833 | 2829526.575 | 0.2855 | 504.36 | 3524754.7 | 0.2315 | 253.272 | 2120059.275 | 0.3033 | 375.361 | 2457969.525 | 0.464 | 741.592 | 3209143.41 | 0.6434 | 690.5 | 2152539.7 | 0.5518 | 396.1 | 1371899.9 | 42.4 | SNCR | New SCR | 0.2315 | 0.11575 | 124.2 | Shutdown | Gas Combined Cycle Replacement | 10.2 | 680.3
VA | Chesapeake Energy Center | 3803 | 3 | Chesapeake (City) | 1959-05-15 | 1717 | 185.2 | 36.7711 | -76.3019 | ARP, NBP | Dry bottom wall-fired boiler | Coal |  | Low NOx Burner Technology (Dry Bottom only)<br>Selective Catalytic Reduction (Began Jun 02, 2003) | Electric Utility | Electric Services | 0.1273 | 281.338 | 4597252.95 | 0.0451 | 86.759 | 3915851.7 | 0.039 | 76.012 | 4534401.6 | 0.0315 | 73.004 | 4687571.35 | 0.0283 | 67.511 | 4853360.975 | 0.0334 | 54.82 | 3753988.6 | 0.0269 | 58.787 | 4439931.737 | 0.0617 | 133.631 | 4500050.7 | 0.2024 | 318.8 | 3205663.4 | 0.2526 | 473.2 | 3836294.3 | 50.8 | SCR | Existing SCR | 0.0269 | 0.0269 | 42.4 | Shutdown | Gas Combined Cycle Replacement | 15.2 | 303.6
VA | Chesapeake Energy Center | 3803 | 4 | Chesapeake (City) | 1962-04-02 | 2482 | 239.3 | 36.7711 | -76.3019 | ARP, NBP | Tangentially-fired | Coal |  | Selective Catalytic Reduction (Began Jun 25, 2003) | Electric Utility | Electric Services | 0.1218 | 282.085 | 5107033.4 | 0.0588 | 159.704 | 5936542.45 | 0.0611 | 157.286 | 6629530.225 | 0.0424 | 101.716 | 6056136.975 | 0.0356 | 118.814 | 7269398.15 | 0.0431 | 98.047 | 5666839.35 | 0.0421 | 117.071 | 5985191.749 | 0.0693 | 187.559 | 5791976.191 | 0.2063 | 544.8 | 5181242.5 | 0.1645 | 138.6 | 1754722.5 | 56.8 | SCR | Existing SCR | 0.0356 | 0.0356 | 94 | Shutdown | Gas Combined Cycle Replacement | 24.6 | 520.2
VA | Chesterfield Power Station | 3797 | 3 | Chesterfield | 1952-11-09 | 1308 | 112.5 | 37.3822 | -77.3833 | ARP, NBP | Tangentially-fired | Coal |  |  | Electric Utility | Electric Services | 0.4307 | 622.682 | 2848645.525 | 0.4107 | 529.74 | 2540256.85 | 0.3782 | 462.313 | 2428514.15 | 0.3808 | 390.688 | 2052805.15 | 0.379 | 524.917 | 2727944 | 0.391 | 402.202 | 1978642.87 | 0.3743 | 371.771 | 1884655.337 | 0.3527 | 342.978 | 1915698.109 | 0.3572 | 185.7 | 1013615.5 | 0.4277 | 167.4 | 811785.6 | 21.1 |  | New SNCR | 0.3527 | 0.21162 | 110 |  |  | 110
VA | Chesterfield Power Station | 3797 | 4 | Chesterfield | 1960-05-18 | 1761 | 187.5 | 37.3822 | -77.3833 | ARP, NBP | Tangentially-fired | Coal |  | Selective Catalytic Reduction (Began May 19, 2003)<br>Other | Electric Utility | Electric Services | 0.1108 | 257.314 | 4866584.325 | 0.0487 | 105.875 | 4351960 | 0.0572 | 122.636 | 4963228.4 | 0.052 | 102.806 | 4435192.15 | 0.0546 | 125.403 | 4924569.9 | 0.0585 | 120.016 | 4254410.721 | 0.0657 | 91.695 | 2941556.408 | 0.0753 | 150.855 | 4189229.349 | 0.1124 | 223.2 | 3890739.4 | 0.2248 | 273.4 | 2426864.5 | 60.2 | SCR | Existing SCR | 0.0487 | 0.0487 | 96.7 |  |  | 96.7
VA | Chesterfield Power Station | 3797 | 5 | Chesterfield | 1964-06-21 | 3604 | 359 | 37.3822 | -77.3833 | ARP, NBP | Tangentially-fired | Coal |  | Low NOx Burner Technology w/ Separated OFA<br>Selective Catalytic Reduction | Electric Utility | Electric Services | 0.074 | 349.981 | 10000000 | 0.0414 | 176.434 | 8492351.2 | 0.0382 | 178.5 | 9958819.1 | 0.0428 | 180.134 | 9120736.825 | 0.046 | 224.025 | 9986670.5 | 0.0309 | 164.781 | 10800000 | 0.0397 | 165.054 | 9054579.501 | 0.0536 | 241.575 | 9699872.27 | 0.2487 | 1035.5 | 8759741.4 | 0.063 | 217.3 | 7340277.1 | 66.2 | SCR | Existing SCR | 0.0309 | 0.0309 | 128.7 |  |  | 128.7
VA | Chesterfield Power Station | 3797 | 6 | Chesterfield | 1969-05-03 | 7550 | 693.9 | 37.3822 | -77.3833 | ARP, NBP | Tangentially-fired | Coal |  | Low NOx Burner Technology w/ Closed-coupled/Separated OFA | Electric Utility | Electric Services | 0.3709 | 3948.605 | 20900000 | 0.0489 | 387.369 | 16700000 | 0.0332 | 303.174 | 20300000 | 0.0326 | 294.97 | 19800000 | 0.033 | 337.462 | 21100000 | 0.0436 | 381.96 | 18700000 | 0.0389 | 371.227 | 19600000 | 0.0894 | 761.92 | 16800000 | 0.0518 | 461.3 | 18000000 | 0.066 | 403.1 | 12600000 | 65 | SCR | Existing SCR | 0.0326 | 0.0326 | 290.3 |  |  | 290.3
VA | Chesterfield Power Station | 3797 | 7 | Chesterfield | 1990-06-13 | 1980 | 145 | 37.3822 | -77.3833 | CAIRNOX, CAIROS, CAIRSO2, TRNOX, TRNOXOS, TRSO2G1 | Combined cycle | Pipeline Natural Gas | Diesel Oil | Steam Injection | Electric Utility |  | 0.1331 | 197.425 | 2918517.575 | 0.1279 | 137.638 | 2180885.5 | 0.1162 | 118.951 | 2034145.3 | 0.1074 | 116.866 | 2190862.8 |  |  |  | 0.1272 | 177.002 | 2750731.016 | 0.1162 | 223.037 | 3812841.403 | 0.1217 | 200.446 | 3301865.864 | 0.1156 | 194.1 | 3358697.1 | 0.117 | 255.2 | 4361978.6 | 46.2 | Steam Injection | Low Ozone Season Rate | 0.1074 | 0.1156 | 194.1 |  |  | 194.1
VA | Chesterfield Power Station | 3797 | **8A | Chesterfield | 1992-05-31 | 1980 | 148 | 37.3822 | -77.3833 | ARP, CAIRNOX, CAIROS, CAIRSO2, TRNOX, TRNOXOS, TRSO2G1 | Combined cycle | Pipeline Natural Gas | Diesel Oil | Steam Injection | Electric Utility |  | 0.1408 | 188.734 | 2689091.575 | 0.0973 | 92.808 | 1954086.9 | 0.0901 | 86.636 | 2005020.85 | 0.1072 | 133.669 | 2540175.725 | 0.1105 | 169.879 | 3107570.9 | 0.1145 | 165.287 | 2876875.316 | 0.1198 | 266.298 | 4414685.355 | 0.1078 | 197.523 | 3724909.249 | 0.1029 | 149 | 2901722 | 0.1065 | 183.5 | 3472020.6 | 39.9 | Steam Injection | Low Ozone Season Rate | 0.0901 | 0.0901 | 130.5 |  |  | 130.5
VA | Clinch River | 3775 | 1 | Russell | 1958-09-30 | 1920 | 237.5 | 36.9333 | -82.1997 | ARP, NBP | Dry bottom vertically-fired boiler | Coal |  | Low NOx Burner Technology (Dry Bottom only) | Electric Utility | Electric Services | 0.5289 | 1432.42 | 5207403.99 | 0.2965 | 635.474 | 4124411.335 | 0.3046 | 843.815 | 5387368.344 | 0.3368 | 667.038 | 3814806.219 | 0.3494 | 882.585 | 4824221.482 | 0.366 | 1047.272 | 5404567.484 | 0.1914 | 108.577 | 1020777.242 | 0.2457 | 419.104 | 3121293.944 | 0.2064 | 183.4 | 1609654.8 | 0.1899 | 228 | 2189457.3 | 22.8 | SNCR | Existing SNCR | 0.1899 | 0.1899 | 168.7 | Shutdown | Gas Combined Cycle Replacement | 7.6 | 175.7
VA | Clinch River | 3775 | 2 | Russell | 1958-12-31 | 1920 | 237.5 | 36.9333 | -82.1997 | ARP, NBP | Dry bottom vertically-fired boiler | Coal |  | Low NOx Burner Technology (Dry Bottom only) | Electric Utility | Electric Services | 0.5328 | 1560.025 | 5629591.385 | 0.2977 | 657.265 | 4244946.615 | 0.3084 | 927.759 | 5847098.981 | 0.3345 | 980.202 | 5620833.031 | 0.3507 | 929.045 | 5081594.818 | 0.3655 | 956.809 | 4999193.916 | 0.2129 | 40.088 | 362743.313 | 0.2609 | 444.391 | 3084211.077 | 0.2105 | 395.6 | 3369789.4 | 0.194 | 132.9 | 1269848.3 | 47.8 | SNCR | New SCR | 0.194 | 0.097 | 182.3 | Shutdown | Gas Combined Cycle Replacement | 16 | 379.6
VA | Clinch River | 3775 | 3 | Russell | 1961-12-31 | 1920 | 237.5 | 36.9333 | -82.1997 | ARP, NBP | Dry bottom vertically-fired boiler | Coal |  | Low NOx Burner Technology (Dry Bottom only) | Electric Utility | Electric Services | 0.3745 | 1057.207 | 5398376.75 | 0.295 | 651.048 | 4168119.8 | 0.3112 | 723.389 | 4463965.925 | 0.3252 | 938.6 | 5529017.1 | 0.3425 | 904.945 | 5012223.125 | 0.3019 | 830.011 | 5278858.608 | 0.1897 | 395.897 | 3848627.308 | 0.193 | 246.764 | 2371415.12 | 0.1912 | 171.8 | 1547719.3 | 0.181 | 63.4 | 649042.2 | 22 | SNCR | Existing SNCR | 0.181 | 0.181 | 162.6 | Shutdown | Gas Combined Cycle Replacement | 7.4 | 164.4
VA | Clover Power Station | 7213 | 1 | Halifax | 1995-01-04 | 5127 | 424 | 36.8692 | -78.7046 | ARP, NBP | Tangentially-fired | Coal |  | Selective Non-catalytic Reduction (Began May 06, 2003)<br>Other | Electric Utility | Electric Services | 0.2315 | 1707.455 | 14700000 | 0.2316 | 1427.707 | 12300000 | 0.2327 | 1685.85 | 14400000 | 0.2388 | 1852.799 | 15400000 | 0.2473 | 1887.128 | 15200000 | 0.2679 | 1863.824 | 13600000 | 0.2757 | 2069.454 | 14800000 | 0.2733 | 1933.632 | 13800000 | 0.2474 | 1523.4 | 12000000 | 0.2449 | 975.9 | 7544204.6 | 63.5 | SNCR | New SCR | 0.2315 | 0.11575 | 712.8 |  |  | 712.8
VA | Clover Power Station | 7213 | 2 | Halifax | 1995-12-17 | 5173 | 424 | 36.8692 | -78.7046 | ARP, NBP | Tangentially-fired | Coal |  | Selective Non-catalytic Reduction (Began May 01, 2003)<br>Other | Electric Utility | Electric Services | 0.2287 | 1689.212 | 14600000 | 0.2552 | 1576.338 | 12300000 | 0.2537 | 1642.973 | 12800000 | 0.2562 | 1985.599 | 15400000 | 0.2428 | 1953.211 | 16100000 | 0.2662 | 1804.811 | 13200000 | 0.2783 | 1894.396 | 13400000 | 0.2947 | 2014.333 | 13400000 | 0.2746 | 1579.7 | 11100000 | 0.2781 | 1619.9 | 11300000 | 58.7 | SNCR | New SCR | 0.2287 | 0.11435 | 657.8 |  |  | 657.8
VA | Commonwealth Chesapeake | 55381 | CT-001 | Accomack | 2000-08-02 | 454 | 57.5 | 37.9892 | -75.54 | ARP, CAIRNOX, CAIROS, CAIRSO2, TRNOX, TRNOXOS, TRSO2G1 | Combustion turbine | Diesel Oil |  | Water Injection | Electric Utility |  | 0.1416 | 19.78 | 265339.925 | 0.1429 | 7.45 | 99310.875 | 0.1468 | 11.432 | 150566.25 | 0.1408 | 5.16 | 71446.55 | 0.1373 | 3.649 | 51453.8 | 0.1408 | 4.546 | 62993.5 | 0.1425 | 2.67 | 36603.325 | 0.1361 | 8.609 | 125461.775 | 0.1287 | 4.1 | 63932.6 | 0.1315 | 7.6 | 115405.2 | 3.8 | Water Injection | Low Ozone Season Rate | 0.1287 | 0.1287 | 4.1 |  |  | 4.1
VA | Commonwealth Chesapeake | 55381 | CT-002 | Accomack | 2000-09-15 | 454 | 57.5 | 37.9892 | -75.54 | ARP, CAIRNOX, CAIROS, CAIRSO2, TRNOX, TRNOXOS, TRSO2G1 | Combustion turbine | Diesel Oil |  | Water Injection | Electric Utility |  | 0.1442 | 18.06 | 233886.625 | 0.1418 | 8.43 | 113367.95 | 0.1354 | 8.724 | 124613.55 | 0.134 | 4.839 | 70568.325 | 0.1305 | 3.506 | 51984.65 | 0.1319 | 2.745 | 40308.55 | 0.1351 | 1.681 | 24264.325 | 0.1387 | 6.913 | 98304.65 | 0.1354 | 4 | 58435.9 | 0.134 | 7 | 105379.6 | 3.5 | Water Injection | Low Ozone Season Rate | 0.1305 | 0.1305 | 3.8 |  |  | 3.8
VA | Commonwealth Chesapeake | 55381 | CT-003 | Accomack | 2000-08-24 | 454 | 57.5 | 37.9892 | -75.54 | ARP, CAIRNOX, CAIROS, CAIRSO2, TRNOX, TRNOXOS, TRSO2G1 | Combustion turbine | Diesel Oil |  | Water Injection | Electric Utility |  | 0.1331 | 15.792 | 225709.15 | 0.1369 | 10.682 | 150383.325 | 0.1383 | 11.683 | 163088.475 | 0.1384 | 4.165 | 59221.85 | 0.1489 | 2.794 | 37298.5 | 0.1511 | 2.614 | 34293.35 | 0.1522 | 1.963 | 25398.25 | 0.1315 | 3.67 | 55957.325 | 0.1368 | 3.4 | 48713.9 | 0.1338 | 6 | 89706 | 2.9 | Water Injection | Low Ozone Season Rate | 0.1315 | 0.1315 | 3.2 |  |  | 3.2
VA | Commonwealth Chesapeake | 55381 | CT-004 | Accomack | 2001-06-14 | 454 | 57.5 | 37.9892 | -75.54 | ARP, CAIRNOX, CAIROS, CAIRSO2, TRNOX, TRNOXOS, TRSO2G1 | Combustion turbine | Diesel Oil |  | Water Injection | Electric Utility |  | 0.1311 | 7.267 | 101365.975 | 0.1282 | 2.27 | 32134.425 | 0.1317 | 2.136 | 30282.25 | 0.1437 | 1.809 | 24681.75 | 0.1414 | 1.59 | 22409.775 | 0.1417 | 1.176 | 16527.4 | 0.1365 | 1.578 | 23150.25 | 0.12 | 1.084 | 18077.8 | 0.128 | 1 | 14690.2 | 0.1258 | 2.8 | 44460.8 | 0.9 | Water Injection | Low Ozone Season Rate | 0.12 | 0.12 | 0.9 |  |  | 0.9
VA | Commonwealth Chesapeake | 55381 | CT-005 | Accomack | 2001-05-28 | 454 | 57.5 | 37.9892 | -75.54 | ARP, CAIRNOX, CAIROS, CAIRSO2, TRNOX, TRNOXOS, TRSO2G1 | Combustion turbine | Diesel Oil |  | Water Injection | Electric Utility |  | 0.1254 | 7.705 | 110006.85 | 0.1208 | 2.129 | 30453.925 | 0.1219 | 3.432 | 49138.825 | 0.1281 | 1.656 | 24633.5 | 0.1369 | 1.292 | 18857.375 | 0.137 | 0.778 | 11348 | 0.1443 | 0.796 | 10236.275 | 0.1376 | 1.006 | 14444.875 | 0.1332 | 1.2 | 18277.3 | 0.1155 | 2.4 | 40338.2 | 1.1 | Water Injection | Low Ozone Season Rate | 0.1155 | 0.1155 | 1.1 |  |  | 1.1
VA | Commonwealth Chesapeake | 55381 | CT-006 | Accomack | 2001-06-04 | 454 | 57.5 | 37.9892 | -75.54 | ARP, CAIRNOX, CAIROS, CAIRSO2, TRNOX, TRNOXOS, TRSO2G1 | Combustion turbine | Diesel Oil |  | Water Injection | Electric Utility |  | 0.1333 | 4.497 | 62069.675 | 0.1331 | 2.409 | 33246.1 | 0.1301 | 1.835 | 26005.825 | 0.1346 | 1.677 | 23865.1 | 0.1364 | 1.432 | 20632.05 | 0.1364 | 0.659 | 9495.125 | 0.1454 | 0.799 | 10157.45 | 0.1392 | 1.216 | 16483.6 | 0.136 | 1.3 | 18895.3 | 0.1241 | 0.8 | 12080.9 | 1.1 | Water Injection | Low Ozone Season Rate | 0.1241 | 0.1241 | 1.2 |  |  | 1.2
VA | Commonwealth Chesapeake | 55381 | CT-007 | Accomack | 2001-06-23 | 454 | 57.5 | 37.9892 | -75.54 | ARP, CAIRNOX, CAIROS, CAIRSO2, TRNOX, TRNOXOS, TRSO2G1 | Combustion turbine | Diesel Oil |  | Water Injection | Electric Utility |  | 0.1068 | 3.008 | 48312.3 | 0.1208 | 3.632 | 49283.1 | 0.114 | 3.409 | 48050.675 | 0.1214 | 1.986 | 30025.15 | 0.1273 | 1.157 | 17513.575 | 0.1267 | 0.511 | 7870.625 | 0.1287 | 0.666 | 10000.4 | 0.1272 | 1.045 | 15879.9 | 0.1244 | 1.4 | 21595.2 | 0.1093 | 0.8 | 14550.6 | 1.3 | Water Injection | Low Ozone Season Rate | 0.1068 | 0.1068 | 1.2 |  |  | 1.2
VA | Darbytown Combustion Turbine | 7212 | 1 | Henrico | 1990-05-01 | 1308 | 92.1 | 37.4978 | -77.368 | CAIRNOX, CAIROS, CAIRSO2, TRNOX, TRNOXOS, TRSO2G1 | Combustion turbine | Pipeline Natural Gas | Diesel Oil | Water Injection | Electric Utility |  | 0.9994 | 31.698 | 64908.3 | 0.7235 | 1.477 | 5816.8 | 0.2706 | 21.92 | 256279.7 | 0.2542 | 16.701 | 208130.3 | 0.2332 | 29.271 | 370178.5 | 0.2367 | 17.844 | 258701.3 | 0.2309 | 15.297 | 227644.4 | 0.2056 | 22.972 | 347368.2 | 0.1989 | 20.8 | 320272.3 | 0.1749 | 22 | 341053.9 | 6.7 | Water Injection | Low Ozone Season Rate | 0.1749 | 0.1749 | 18.3 |  |  | 18.3
VA | Darbytown Combustion Turbine | 7212 | 2 | Henrico | 1990-05-05 | 1308 | 92.1 | 37.4978 | -77.368 | CAIRNOX, CAIROS, CAIRSO2, TRNOX, TRNOXOS, TRSO2G1 | Combustion turbine | Pipeline Natural Gas | Diesel Oil | Water Injection | Electric Utility |  | 0.9975 | 33.908 | 69574.6 | 0.7615 | 1.977 | 6184.2 | 0.2603 | 22.078 | 257028.9 | 0.2521 | 16.492 | 206691.7 | 0.2351 | 24.677 | 312187.8 | 0.2354 | 22.989 | 314939.6 | 0.2573 | 11.315 | 163799.2 | 0.1906 | 33.948 | 523378.5 | 0.2313 | 18 | 271111.8 | 0.1749 | 19.5 | 301364.8 | 5.6 | Water Injection | Low Ozone Season Rate | 0.1749 | 0.1749 | 13.6 |  |  | 13.6
VA | Darbytown Combustion Turbine | 7212 | 3 | Henrico | 1990-04-02 | 1308 | 92.1 | 37.4978 | -77.368 | CAIRNOX, CAIROS, CAIRSO2, TRNOX, TRNOXOS, TRSO2G1 | Combustion turbine | Pipeline Natural Gas | Diesel Oil | Water Injection | Electric Utility |  | 1.1362 | 28.181 | 49926.7 | 0.6132 | 2.31 | 10492.2 | 0.2702 | 19.134 | 227795.8 | 0.2574 | 17.501 | 216725.7 | 0.2419 | 20.435 | 257784 | 0.2386 | 19.957 | 277777.2 | 0.2461 | 11.159 | 167624.7 | 0.1954 | 33.039 | 503335.8 | 0.2265 | 17.8 | 267422.2 | 0.1772 | 20.5 | 318248.8 | 5.6 | Water Injection | Low Ozone Season Rate | 0.1772 | 0.1772 | 13.9 |  |  | 13.9
VA | Darbytown Combustion Turbine | 7212 | 4 | Henrico | 1990-04-02 | 1308 | 92.1 | 37.4978 | -77.368 | CAIRNOX, CAIROS, CAIRSO2, TRNOX, TRNOXOS, TRSO2G1 | Combustion turbine | Pipeline Natural Gas | Diesel Oil | Water Injection | Electric Utility |  | 1.0042 | 34.339 | 68785.2 | 0.6338 | 2.052 | 8377.1 | 0.2601 | 22.203 | 257342.8 | 0.2532 | 15.379 | 191095.4 | 0.233 | 25.049 | 314824.4 | 0.2438 | 18.641 | 256094.2 | 0.2437 | 9.001 | 129667.4 | 0.1973 | 32.308 | 492723.8 | 0.2232 | 20.6 | 307640.7 | 0.1821 | 25.5 | 395236.4 | 6.4 | Water Injection | Low Ozone Season Rate | 0.1821 | 0.1821 | 16.8 |  |  | 16.8
VA | Doswell Limited Partnership | 52019 | 501 | Hanover | 1992-05-01 | 1582.5 | 122 | 37.8181 | -77.4478 | CAIRNOX, CAIROS, CAIRSO2, TRNOX, TRNOXOS, TRSO2G1 | Combined cycle | Pipeline Natural Gas | Diesel Oil | Dry Low NOx Burners<br>Selective Catalytic Reduction<br>Steam Injection | Electric Utility |  | 0.0434 | 14.47 | 890330.012 | 0.0407 | 20.43 | 1289061.158 | 0.0345 | 27.399 | 1856091.575 | 0.0438 | 31.968 | 1802485.042 | 0.0457 | 37.92 | 2020316.189 | 0.0519 | 36.116 | 1713112.489 | 0.0437 | 38.193 | 2034748.713 | 0.0306 | 25.47 | 1973012.119 | 0.0314 | 33.6 | 2653220.7 | 0.0356 | 60.5 | 3693204.4 | 45.7 | Dry Low NOx Burners<br>Selective Catalytic Reduction<br>Steam Injection | Existing SCR | 0.0306 | 0.0306 | 32.8 |  |  | 32.8
VA | Doswell Limited Partnership | 52019 | 502 | Hanover | 1992-05-01 | 1592.9 | 122 | 37.8181 | -77.4478 | CAIRNOX, CAIROS, CAIRSO2, TRNOX, TRNOXOS, TRSO2G1 | Combined cycle | Pipeline Natural Gas | Diesel Oil | Dry Low NOx Burners<br>Selective Catalytic Reduction<br>Steam Injection | Electric Utility |  | 0.0508 | 15.428 | 809847.495 | 0.0506 | 22.632 | 1182981.163 | 0.04 | 29.227 | 1780626.83 | 0.0451 | 35.14 | 1912735.101 | 0.0499 | 40.81 | 1978235.105 | 0.0452 | 32.465 | 1640873.744 | 0.0398 | 35.755 | 1986403.352 | 0.0385 | 34.432 | 1981858.466 | 0.0363 | 44.2 | 2674913 | 0.0361 | 59 | 3456887.3 | 45.7 | Dry Low NOx Burners<br>Selective Catalytic Reduction<br>Steam Injection | Existing SCR | 0.0361 | 0.0361 | 43.9 |  |  | 43.9
VA | Doswell Limited Partnership | 52019 | 601 | Hanover | 1992-05-01 | 1539.3 | 122 | 37.8181 | -77.4478 | CAIRNOX, CAIROS, CAIRSO2, TRNOX, TRNOXOS, TRSO2G1 | Combined cycle | Pipeline Natural Gas | Diesel Oil | Dry Low NOx Burners<br>Selective Catalytic Reduction<br>Steam Injection | Electric Utility |  | 0.0493 | 14.993 | 846480.578 | 0.0323 | 13.283 | 1148264.708 | 0.0353 | 27.475 | 1739488.266 | 0.038 | 32.022 | 1921807.755 | 0.0377 | 27.038 | 1627642.434 | 0.0383 | 28.208 | 1756073.523 | 0.0364 | 34.317 | 2118645.331 | 0.0353 | 42.568 | 2761501.401 | 0.0406 | 35.8 | 1993930.7 | 0.0327 | 53 | 3429093 | 35.3 | Dry Low NOx Burners<br>Selective Catalytic Reduction<br>Steam Injection | Existing SCR | 0.0323 | 0.0323 | 28.4 |  |  | 28.4
VA | Doswell Limited Partnership | 52019 | 602 | Hanover | 1992-05-01 | 1533.5 | 122 | 37.8181 | -77.4478 | CAIRNOX, CAIROS, CAIRSO2, TRNOX, TRNOXOS, TRSO2G1 | Combined cycle | Pipeline Natural Gas | Diesel Oil | Dry Low NOx Burners<br>Selective Catalytic Reduction<br>Steam Injection | Electric Utility |  | 0.0566 | 17.864 | 860926.843 | 0.0441 | 19.008 | 1153811.185 | 0.038 | 31.826 | 1866204.005 | 0.0411 | 30.508 | 1866345.961 | 0.0351 | 21.848 | 1594544.068 | 0.0418 | 29.661 | 1769051.279 | 0.0379 | 36.332 | 2114298.287 | 0.0406 | 51.407 | 2834231.737 | 0.0409 | 37.5 | 2030658.5 | 0.041 | 62.8 | 3291315.5 | 36.1 | Dry Low NOx Burners<br>Selective Catalytic Reduction<br>Steam Injection | Existing SCR | 0.0351 | 0.0351 | 32.2 |  |  | 32.2
VA | Doswell Limited Partnership | 52019 | CT1 | Hanover | 2001-03-10 | 2141.9 | 187 | 37.8181 | -77.4478 | ARP, CAIRNOX, CAIROS, CAIRSO2, TRNOX, TRNOXOS, TRSO2G1 | Combustion turbine | Pipeline Natural Gas | Diesel Oil | Dry Low NOx Burners<br>Water Injection | Electric Utility |  | 0.0596 | 8.568 | 427054.078 | 0.0409 | 6.514 | 412591.878 | 0.0417 | 17.067 | 1025426.204 | 0.0515 | 9.874 | 531041.795 | 0.0419 | 10.572 | 675422.519 | 0.0397 | 17.342 | 1133029.875 | 0.0445 | 13.261 | 796504.983 | 0.0374 | 26.316 | 1638658.337 | 0.0396 | 13.1 | 816110.4 | 0.0398 | 9.9 | 634304.6 | 10.4 | Dry Low NOx Burners<br>Water Injection | Low Ozone Season Rate | 0.0374 | 0.0374 | 12.4 |  |  | 12.4
VA | Elizabeth River Combustion Turbine Sta | 52087 | CT-1 | Chesapeake (City) | 1992-06-04 | 1553 | 129.6 | 36.7743 | -76.3119 | ARP, CAIRNOX, CAIROS, CAIRSO2, TRNOX, TRNOXOS, TRSO2G1 | Combustion turbine | Pipeline Natural Gas | Diesel Oil | Water Injection | Electric Utility |  | 0.5705 | 48.785 | 173065.2 | 0.0741 | 3.344 | 90373 | 0.2086 | 4.054 | 103439 | 0.1925 | 10.628 | 261327.3 | 0.1905 | 20.99 | 410041.5 | 0.2049 | 17.501 | 334544.8 | 0.2299 | 15.149 | 266471.7 | 0.2645 | 29.879 | 423863.3 | 0.2725 | 35.9 | 465382.7 | 0.2087 | 31.3 | 509404.9 | 8.2 | Water Injection | Low Ozone Season Rate | 0.0741 | 0.0741 | 9.8 |  |  | 9.8
VA | Elizabeth River Combustion Turbine Sta | 52087 | CT-2 | Chesapeake (City) | 1992-06-04 | 1553 | 129.6 | 36.7743 | -76.3119 | ARP, CAIRNOX, CAIROS, CAIRSO2, TRNOX, TRNOXOS, TRSO2G1 | Combustion turbine | Pipeline Natural Gas | Diesel Oil | Water Injection | Electric Utility |  | 0.4574 | 41.852 | 184343.9 | 0.0681 | 2.723 | 80098.3 | 0.175 | 4.754 | 131431.5 | 0.1984 | 9.652 | 249343.8 | 0.189 | 21.326 | 412945.5 | 0.1956 | 15.044 | 291396.2 | 0.247 | 14.352 | 245532.8 | 0.2795 | 32.075 | 433517.6 | 0.277 | 32.2 | 409674.2 | 0.2116 | 23.7 | 374344.5 | 7.2 | Water Injection | Low Ozone Season Rate | 0.0681 | 0.0681 | 7.9 |  |  | 7.9
VA | Elizabeth River Combustion Turbine Sta | 52087 | CT-3 | Chesapeake (City) | 1992-06-04 | 1553 | 129.6 | 36.7743 | -76.3119 | ARP, CAIRNOX, CAIROS, CAIRSO2, TRNOX, TRNOXOS, TRSO2G1 | Combustion turbine | Pipeline Natural Gas | Diesel Oil | Water Injection | Electric Utility |  | 0.0869 | 7.154 | 168298.7 | 0.0808 | 3.685 | 90988.9 | 0.2045 | 0.67 | 16179.8 | 0.2038 | 9.159 | 205620.9 | 0.1885 | 20.303 | 391703.9 | 0.2007 | 16.876 | 307984.1 | 0.2198 | 15.472 | 288654 | 0.2495 | 37.374 | 533076.1 | 0.2838 | 36.8 | 464927 | 0.2083 | 34.1 | 546113.7 | 8.2 | Water Injection | Low Ozone Season Rate | 0.0808 | 0.0808 | 10.5 |  |  | 10.5
VA | Glen Lyn | 3776 | 6 | Giles | 1957-05-20 | 2040 | 237.5 | 37.3704 | -80.8639 | ARP, NBP | Dry bottom wall-fired boiler | Coal |  | Low NOx Burner Technology (Dry Bottom only) | Electric Utility | Electric Services | 0.5288 | 1144.166 | 4197685.575 | 0.402 | 379.149 | 1789323.15 | 0.4511 | 1403.054 | 6006351.625 | 0.456 | 1190.315 | 5066514.175 | 0.4154 | 791.248 | 3692232.15 | 0.4253 | 952.853 | 4379777.562 | 0.3994 | 354.305 | 1685167.119 | 0.3771 | 276.847 | 1328524.978 | 0.4011 | 300.6 | 1405484 | 0.398 | 169.6 | 804968.8 | 18.8 |  | New SCR | 0.3771 | 0.06 | 45 | Shutdown | Gas Combined Cycle Replacement | 6.7 | 293.9
VA | Glen Lyn | 3776 | 51 | Giles | 1944-06-01 | 572 | 100 | 37.3704 | -80.8639 | ARP, NBP | Tangentially-fired | Coal |  | Other | Electric Utility | Electric Services | 0.442 | 278.871 | 1242391.175 | 0.3559 | 128.528 | 711908.575 | 0.3413 | 187.233 | 1035207.725 | 0.4069 | 217.623 | 1029894.525 | 0.3756 | 234.124 | 1220233.725 | 0.4052 | 172.536 | 858306.633 | 0.3605 | 16.259 | 84049.477 | 0.3221 | 8.394 | 46590.934 | 0.4182 | 33.2 | 157489.4 | 0.3935 | 6.9 | 30834.8 | 7.5 |  | New SNCR | 0.3221 | 0.19326 | 15.4 | Shutdown | Gas Combined Cycle Replacement | 0.7 | 32.5
VA | Glen Lyn | 3776 | 52 | Giles | 1944-06-01 | 572 | 100 | 37.3704 | -80.8639 | ARP, NBP | Tangentially-fired | Coal |  | Other | Electric Utility | Electric Services | 0.3572 | 210.111 | 1171854 | 0.3352 | 143.144 | 844576.6 | 0.3389 | 197.11 | 1139049.775 | 0.3743 | 204.754 | 1085613.025 | 0.3572 | 240.083 | 1323251.925 | 0.3815 | 175.113 | 902706.284 | 0.3967 | 17.842 | 82070.119 | 0.3437 | 7.351 | 38735.56 | 0.4038 | 34.1 | 157398.4 | 0.3444 | 7.9 | 39497.4 | 7.5 |  | New SNCR | 0.3352 | 0.20112 | 17 | Shutdown | Gas Combined Cycle Replacement | 0.7 | 33.3
VA | Gordonsville Power Station | 54844 | 1 | Louisa | 1994-06-01 | 1510 | 97.2 | 38.1253 | -78.2022 | ARP, CAIRNOX, CAIROS, CAIRSO2, TRNOX, TRNOXOS, TRSO2G1 | Combined cycle | Pipeline Natural Gas | Diesel Oil | Dry Low NOx Burners<br>Water Injection<br>Selective Catalytic Reduction | Electric Utility |  | 0.0682 | 3.554 | 121664.511 | 0.0554 | 13.579 | 590577.146 | 0.0396 | 22.609 | 1290487.7 | 0.0423 | 18.863 | 1023404.82 | 0.046 | 25.461 | 1286428.631 | 0.0446 | 23.714 | 1212122.21 | 0.0423 | 33.331 | 1814004.758 | 0.036 | 29.228 | 1864071.225 | 0.0338 | 29 | 1847715 | 0.0319 | 50.7 | 3229805.5 | 33.3 | Dry Low NOx Burners<br>Water Injection<br>Selective Catalytic Reduction | Existing SCR | 0.0319 | 0.0319 | 27.4 |  |  | 27.4
VA | Gordonsville Power Station | 54844 | 2 | Louisa | 1994-06-01 | 1510 | 97.2 | 38.1253 | -78.2022 | ARP, CAIRNOX, CAIROS, CAIRSO2, TRNOX, TRNOXOS, TRSO2G1 | Combined cycle | Pipeline Natural Gas | Diesel Oil | Dry Low NOx Burners<br>Water Injection<br>Selective Catalytic Reduction | Electric Utility |  | 0.0656 | 3.36 | 120905.719 | 0.0587 | 12.742 | 545982.59 | 0.0401 | 22.563 | 1286758.244 | 0.042 | 19.042 | 1042680.737 | 0.043 | 23.862 | 1273188.326 | 0.0429 | 22.407 | 1226097.246 | 0.0375 | 29.35 | 1770935.806 | 0.0386 | 34.702 | 2011331.302 | 0.0363 | 20.8 | 1320438.8 | 0.0299 | 48.4 | 3272116.1 | 23.8 | Dry Low NOx Burners<br>Water Injection<br>Selective Catalytic Reduction | Existing SCR | 0.0299 | 0.0299 | 17.2 |  |  | 17.2
VA | Gravel Neck Combustion Turbine | 7032 | 3 | Surry | 1989-10-16 | 1308 | 91.9 | 37.1575 | -76.6911 | CAIRNOX, CAIROS, CAIRSO2, TRNOX, TRNOXOS, TRSO2G1 | Combustion turbine | Pipeline Natural Gas | Diesel Oil | Water Injection | Electric Utility |  | 1.1677 | 44.105 | 75530.9 | 0.3521 | 0.956 | 9112.4 | 0.2299 | 26.25 | 325261.2 | 0.248 | 15.543 | 189864.3 | 0.2889 | 18.958 | 204472.6 | 0.2784 | 13.5 | 171821.5 | 0.2598 | 17.736 | 253493.5 | 0.2262 | 20.232 | 304655.7 | 0.2447 | 8.3 | 120684.5 | 0.2308 | 6.3 | 89446.7 | 2.5 | Water Injection | Low Ozone Season Rate | 0.2262 | 0.2262 | 7.7 |  |  | 7.7
VA | Gravel Neck Combustion Turbine | 7032 | 4 | Surry | 1989-07-10 | 1308 | 91.9 | 37.1575 | -76.6911 | CAIRNOX, CAIROS, CAIRSO2, TRNOX, TRNOXOS, TRSO2G1 | Combustion turbine | Pipeline Natural Gas | Diesel Oil | Water Injection | Electric Utility |  | 1.1603 | 35.335 | 61318.6 | 0.5048 | 1.016 | 7614 | 0.247 | 22.849 | 265106 | 0.2634 | 17.105 | 200580.2 | 0.278 | 22.606 | 245948 | 0.3096 | 8.859 | 102337.1 | 0.3268 | 5.978 | 69845.9 | 0.2266 | 26.057 | 382936.6 | 0.2277 | 11.1 | 162001 | 0.172 | 26.1 | 404112.9 | 3.4 | Water Injection | Low Ozone Season Rate | 0.172 | 0.172 | 8.3 |  |  | 8.3
VA | Gravel Neck Combustion Turbine | 7032 | 5 | Surry | 1989-07-21 | 1308 | 91.9 | 37.1575 | -76.6911 | CAIRNOX, CAIROS, CAIRSO2, TRNOX, TRNOXOS, TRSO2G1 | Combustion turbine | Pipeline Natural Gas | Diesel Oil | Water Injection | Electric Utility |  | 1.2003 | 35.777 | 59628.7 | 0.4549 | 0.757 | 5379.2 | 0.2502 | 25.725 | 288664.7 | 0.3101 | 12.35 | 128214 | 0.279 | 21.245 | 233444.8 | 0.2623 | 11.383 | 150081.7 | 0.2497 | 16.886 | 247198.2 | 0.2365 | 17.368 | 241462.6 | 0.2233 | 17.1 | 248314.3 | 0.1793 | 24.4 | 379257.5 | 5.2 | Water Injection | Low Ozone Season Rate | 0.1793 | 0.1793 | 13.8 |  |  | 13.8
VA | Gravel Neck Combustion Turbine | 7032 | 6 | Surry | 1989-11-17 | 1308 | 91.9 | 37.1575 | -76.6911 | CAIRNOX, CAIROS, CAIRSO2, TRNOX, TRNOXOS, TRSO2G1 | Combustion turbine | Pipeline Natural Gas | Diesel Oil | Water Injection | Electric Utility |  | 1.2003 | 39.258 | 65429.8 | 0.4636 | 0.674 | 4391.7 | 0.2948 | 23.317 | 224140.9 | 0.3342 | 15.591 | 148235.7 | 0.2844 | 21.765 | 227790.3 | 0.3171 | 10.204 | 106628.3 | 0.3259 | 7.738 | 91673.6 | 0.2071 | 27.622 | 410825.3 | 0.3686 | 6.6 | 70378.2 | 0.2487 | 2.9 | 36379.8 | 1.5 | Water Injection | Low Ozone Season Rate | 0.2071 | 0.2071 | 3.7 |  |  | 3.7
VA | Hopewell Power Station | 10771 | 1 | Hopewell (City) | 1992-07-01 | 396.7 | 71.1 | 37.2969 | -77.2833 | ARP, NBP | Stoker | Coal | Pipeline Natural Gas | Overfire Air<br>Selective Non-catalytic Reduction | Electric Utility | Electric Services | [12 empty] | 0.2622 | 147.411 | 1085687.373 | 0.2395 | 74.948 | 552592.207 | 0.2277 | 21.706 | 159823.157 | 0.2895 | 78.803 | 520513.775 | 0.2711 | 42.3 | 280226.4 | 0.2599 | 22.4 | 153383.3 | 19.2 | SNCR | Existing SNCR | 0.2277 | 0.2277 | 35.5 | Biomass Conv | 0.15 NOx Rate Conventional Blr | 23.4 | 18.9
VA | Hopewell Power Station | 10771 | 2 | Hopewell (City) | 1992-07-01 | 396.6 | 71.1 | 37.2969 | -77.2833 | ARP, NBP | Stoker | Coal | Pipeline Natural Gas | Overfire Air<br>Selective Non-catalytic Reduction | Electric Utility | Electric Services | [12 empty] | 0.2634 | 146.406 | 1075025.478 | 0.2391 | 74.76 | 541445.418 | 0.2278 | 22.785 | 163770.873 | 0.2909 | 80.217 | 525304.908 | 0.2706 | 42.2 | 276875.3 | 0.2607 | 22.1 | 149531.3 | 19 | SNCR | Existing SNCR | 0.2278 | 0.2278 | 35.5 | Biomass Conv | 0.15 NOx Rate Conventional Blr | 23.4 | 18.8
VA | Ladysmith Combustion Turbine Sta | 7839 | 1 | Caroline | 2001-05-31 | 2129 | 178.5 | 38.5442 | -77.7714 | ARP, CAIRNOX, CAIROS, CAIRSO2, TRNOX, TRNOXOS, TRSO2G1 | Combustion turbine | Pipeline Natural Gas | Diesel Oil | Dry Low NOx Burners<br>Water Injection | Electric Utility |  | 0.0399 | 3.263 | 207419.15 | 0.0434 | 1.332 | 82346.425 | 0.0342 | 7.554 | 510840.55 | 0.04 | 8.077 | 506058.975 | 0.0387 | 12.891 | 807572.725 | 0.0346 | 7.957 | 607648.92 | 0.0386 | 6.845 | 461349.062 | 0.0425 | 19.752 | 1139291.136 | 0.0444 | 12.3 | 723289.4 | 0.0454 | 17.8 | 992399 | 9.3 | Dry Low NOx Burners<br>Water Injection | Low Ozone Season Rate | 0.0342 | 0.0342 | 9.5 |  |  | 9.5
VA | Ladysmith Combustion Turbine Sta | 7839 | 2 | Caroline | 2001-05-23 | 2129 | 178.5 | 38.5442 | -77.7714 | ARP, CAIRNOX, CAIROS, CAIRSO2, TRNOX, TRNOXOS, TRSO2G1 | Combustion turbine | Pipeline Natural Gas | Diesel Oil | Dry Low NOx Burners<br>Water Injection | Electric Utility |  | 0.0445 | 3.092 | 172984.125 | 0.0469 | 1.448 | 83815.325 | 0.0371 | 7.553 | 464921.45 | 0.0392 | 8.963 | 540428.95 | 0.0396 | 13.871 | 838949.975 | 0.038 | 10.405 | 682772.905 | 0.0464 | 8.705 | 476041.256 | 0.0439 | 20.603 | 1164587.301 | 0.0429 | 10.4 | 612542.5 | 0.0396 | 14.4 | 912248.9 | 7.8 | Dry Low NOx Burners<br>Water Injection | Low Ozone Season Rate | 0.0371 | 0.0371 | 9 |  |  | 9
VA | Ladysmith Combustion Turbine Sta | 7839 | 3 | Caroline | 2008-05-22 | 2129 | 178.5 | 38.5442 | -77.7714 | ARP, CAIRNOX, CAIROS, CAIRSO2, TRNOX, TRNOXOS, TRSO2G1 | Combustion turbine | Pipeline Natural Gas | Diesel Oil | Dry Low NOx Burners<br>Water Injection | Electric Utility | [19 empty] | 0.0421 | 10.265 | 617506.9 | 0.0393 | 20.443 | 1258942.143 | 0.0376 | 11.1 | 728806.2 | 0.037 | 17 | 1106817 | 9.3 | Dry Low NOx Burners<br>Water Injection | Low Ozone Season Rate | 0.037 | 0.037 | 10.9 |  |  | 10.9
VA | Ladysmith Combustion Turbine Sta | 7839 | 4 | Caroline | 2008-06-07 | 2129 | 178.5 | 38.5442 | -77.7714 | ARP, CAIRNOX, CAIROS, CAIRSO2, TRNOX, TRNOXOS, TRSO2G1 | Combustion turbine | Pipeline Natural Gas | Diesel Oil | Dry Low NOx Burners<br>Water Injection | Electric Utility | [19 empty] | 0.0402 | 6.644 | 433113.321 | 0.0407 | 21.9 | 1335149.944 | 0.0386 | 12.4 | 824971.1 | 0.0395 | 16.7 | 1025371.3 | 10.6 | Dry Low NOx Burners<br>Water Injection | Low Ozone Season Rate | 0.0386 | 0.0386 | 12.4 |  |  | 12.4
VA | Ladysmith Combustion Turbine Sta | 7839 | 5 | Caroline | 2009-03-22 | 2129 | 178.5 | 38.5442 | -77.7714 | ARP, CAIRNOX, CAIROS, CAIRSO2, TRNOX, TRNOXOS, TRSO2G1 | Combustion turbine | Pipeline Natural Gas | Diesel Oil | Dry Low NOx Burners<br>Water Injection | Electric Utility | [22 empty] | 0.0388 | 14.11 | 947209.438 | 0.0402 | 14.3 | 890226.5 | 0.0392 | 16.3 | 1038418.3 | 11.4 | Dry Low NOx Burners<br>Water Injection | Low Ozone Season Rate | 0.0388 | 0.0388 | 13.8 |  |  | 13.8
VA | Louisa Generation Facility | 7837 | EU1 | Louisa | 2003-05-21 | 1300 | 84.5 | 38.1181 | -78.2139 | ARP, CAIRNOX, CAIROS, CAIRSO2, TRNOX, TRNOXOS, TRSO2G1 | Combustion turbine | Pipeline Natural Gas | Diesel Oil | Dry Low NOx Burners<br>Water Injection | Electric Utility |  | 0.1867 | 23.829 | 266239.291 | 0.0287 | 1.633 | 158087.761 | 0.0492 | 6.771 | 319015.224 | 0.0288 | 4.591 | 407100.072 | 0.0298 | 4.089 | 342649.485 | 0.0376 | 3.846 | 252597.213 | 0.0303 | 0.764 | 68697.218 | 0.0268 | 4.395 | 411437.082 | 0.0261 | 1.7 | 149556.1 | 0.0258 | 0.9 | 85104 | 3.1 | Dry Low NOx Burners<br>Water Injection | Low Ozone Season Rate | 0.0258 | 0.0258 | 1.6 |  |  | 1.6
VA | Louisa Generation Facility | 7837 | EU2 | Louisa | 2003-03-17 | 1300 | 84.5 | 38.1181 | -78.2139 | ARP, CAIRNOX, CAIROS, CAIRSO2, TRNOX, TRNOXOS, TRSO2G1 | Combustion turbine | Pipeline Natural Gas | Diesel Oil | Dry Low NOx Burners<br>Water Injection | Electric Utility |  | 0.1193 | 21.673 | 366857.356 | 0.0365 | 1.861 | 137104.477 | 0.0495 | 7.4 | 321434.342 | 0.0301 | 5.252 | 417349.572 | 0.0293 | 4.56 | 365198.154 | 0.0365 | 4.071 | 261156.93 | 0.0297 | 0.726 | 60900.059 | 0.0234 | 3.71 | 400644.734 | 0.0207 | 1.3 | 158137.9 | 0.0178 | 0.6 | 83729.2 | 3.3 | Dry Low NOx Burners<br>Water Injection | Low Ozone Season Rate | 0.0178 | 0.0178 | 1.1 |  |  | 1.1
VA | Louisa Generation Facility | 7837 | EU3 | Louisa | 2003-04-01 | 1300 | 84.5 | 38.1181 | -78.2139 | ARP, CAIRNOX, CAIROS, CAIRSO2, TRNOX, TRNOXOS, TRSO2G1 | Combustion turbine | Pipeline Natural Gas | Diesel Oil | Dry Low NOx Burners<br>Water Injection | Electric Utility |  | 0.097 | 13.923 | 377808.184 | 0.035 | 1.437 | 108907.399 | 0.0492 | 6.51 | 311144.123 | 0.03 | 5.138 | 418415.743 | 0.0322 | 3.588 | 269767.19 | 0.0401 | 3.526 | 217818.059 | 0.0298 | 0.59 | 51322.463 | 0.0261 | 4.488 | 431224.006 | 0.03 | 1.7 | 152099 | 0.0279 | 1 | 94368.8 | 3.2 | Dry Low NOx Burners<br>Water Injection | Low Ozone Season Rate | 0.0261 | 0.0261 | 1.5 |  |  | 1.5
VA | Louisa Generation Facility | 7837 | EU4 | Louisa | 2003-04-15 | 1300 | 84.5 | 38.1181 | -78.2139 | ARP, CAIRNOX, CAIROS, CAIRSO2, TRNOX, TRNOXOS, TRSO2G1 | Combustion turbine | Pipeline Natural Gas | Diesel Oil | Dry Low NOx Burners<br>Water Injection | Electric Utility |  | 0.0867 | 17.868 | 426720.067 | 0.0347 | 0.634 | 50483.423 | 0.0421 | 4.799 | 281734.285 | 0.0353 | 6.073 | 410575.084 | 0.031 | 3.207 | 266404.025 | 0.0378 | 3.29 | 222004.262 | 0.0323 | 0.846 | 60745.047 | 0.0317 | 5.343 | 395942.445 | 0.0341 | 1.8 | 137707.8 | 0.0325 | 1.2 | 86643.1 | 2.9 | Dry Low NOx Burners<br>Water Injection | Low Ozone Season Rate | 0.031 | 0.031 | 1.6 |  |  | 1.6
VA | Louisa Generation Facility | 7837 | EU5 | Louisa | 2003-07-13 | 2400 | 171.1 | 38.1181 | -78.2139 | ARP, CAIRNOX, CAIROS, CAIRSO2, TRNOX, TRNOXOS, TRSO2G1 | Combustion turbine | Pipeline Natural Gas | Diesel Oil | Dry Low NOx Burners<br>Water Injection | Electric Utility |  | 0.2891 | 53.127 | 337269.671 | 0.0359 | 10.201 | 697332.797 | 0.0356 | 10.768 | 758935.624 | 0.0282 | 9.888 | 863437.517 | 0.0296 | 9.766 | 763023.115 | 0.0346 | 6.435 | 472480.971 | 0.0358 | 6.31 | 413362.887 | 0.0379 | 13.851 | 905576.622 | 0.0414 | 8.1 | 490141.9 | 0.0424 | 3.8 | 228818.3 | 5.6 | Dry Low NOx Burners<br>Water Injection | Low Ozone Season Rate | 0.0282 | 0.0282 | 5.5 |  |  | 5.5
VA | Marsh Run Generation Facility | 7836 | EU1 | Fauquier | 2004-07-28 | 2400 | 171.1 | 38.5283 | -77.7681 | ARP, CAIRNOX, CAIROS, CAIRSO2, TRNOX, TRNOXOS, TRSO2G1 | Combustion turbine | Pipeline Natural Gas | Diesel Oil | Dry Low NOx Burners<br>Water Injection | Electric Utility |  |  |  |  | 0.0928 | 7.075 | 226377.911 | 0.0479 | 14.676 | 726678.688 | 0.0359 | 11.079 | 780584.7 | 0.0584 | 18.111 | 689863.735 | 0.0549 | 9.114 | 409646.386 | 0.0297 | 3.225 | 268258.617 | 0.0313 | 15.038 | 1162786.291 | 0.0333 | 5.4 | 390929.8 | 0.0348 | 4 | 292311.7 | 4.4 | Dry Low NOx Burners<br>Water Injection | Low Ozone Season Rate | 0.0297 | 0.0297 | 4.8 |  |  | 4.8
VA | Marsh Run Generation Facility | 7836 | EU2 | Fauquier | 2004-06-30 | 2400 | 171.1 | 38.5283 | -77.7681 | ARP, CAIRNOX, CAIROS, CAIRSO2, TRNOX, TRNOXOS, TRSO2G1 | Combustion turbine | Pipeline Natural Gas | Diesel Oil | Dry Low NOx Burners<br>Water Injection | Electric Utility |  |  |  |  | 0.1017 | 9.174 | 244543.369 | 0.0454 | 9.613 | 569348.594 | 0.04 | 11.798 | 755766.271 | 0.0407 | 12.031 | 720956.159 | 0.0399 | 6.846 | 446456.878 | 0.0383 | 3.086 | 214544.663 | 0.0362 | 16.949 | 1154060.779 | 0.0365 | 5.8 | 382558.2 | 0.0374 | 4 | 260198.7 | 4.3 | Dry Low NOx Burners<br>Water Injection | Low Ozone Season Rate | 0.0362 | 0.0362 | 5.8 |  |  | 5.8
VA | Marsh Run Generation Facility | 7836 | EU3 | Fauquier | 2004-06-27 | 2400 | 171.1 | 38.5283 | -77.7681 | ARP, CAIRNOX, CAIROS, CAIRSO2, TRNOX, TRNOXOS, TRSO2G1 | Combustion turbine | Pipeline Natural Gas | Diesel Oil | Dry Low NOx Burners<br>Water Injection | Electric Utility |  |  |  |  | 0.0948 | 7.14 | 217630.889 | 0.0576 | 15.887 | 649747.679 | 0.0357 | 9.88 | 714703.32 | 0.0408 | 12.332 | 728848.004 | 0.0356 | 5.595 | 385667 | 0.0372 | 2.43 | 172094.102 | 0.033 | 15.186 | 1138758.353 | 0.0342 | 5.9 | 402538.6 | 0.0375 | 3.3 | 216121.7 | 4.6 | Dry Low NOx Burners<br>Water Injection | Low Ozone Season Rate | 0.033 | 0.033 | 5.7 |  |  | 5.7
VA | Mecklenburg Power Station | 52007 | 1 | Mecklenburg | 1992-11-06 | 1000 | 69.9 | 36.6009 | -78.53 | NBP | Dry bottom wall-fired boiler | Coal |  | Low NOx Burner Technology w/ Overfire Air | Electric Utility | Electric Services | 0.3189 | 279.581 | 1871516.9 | 0.2475 | 252.618 | 2087202.35 | 0.2492 | 235.663 | 1867946.6 | 0.2947 | 250.214 | 1687423.55 | 0.2731 | 275.708 | 2008258.7 | 0.2375 | 116.957 | 865513.066 | 0.248 | 101.286 | 746209.305 | 0.2656 | 166.071 | 1248158.82 | 0.2854 | 122.2 | 834419.9 | 0.2688 | 134.6 | 990890.1 | 22.7 |  | New SNCR | 0.2375 | 0.1425 | 61 |  |  | 61
VA | Mecklenburg Power Station | 52007 | 2 | Mecklenburg | 1992-11-06 | 1000 | 69.9 | 36.6009 | -78.53 | NBP | Dry bottom wall-fired boiler | Coal |  | Low NOx Burner Technology w/ Overfire Air | Electric Utility | Electric Services | 0.2815 | 252.139 | 1882147.025 | 0.2562 | 244.543 | 1934954.25 | 0.2621 | 254.194 | 1930319.525 | 0.2877 | 243.321 | 1681173.15 | 0.2822 | 292.147 | 2056517.875 | 0.2639 | 151.901 | 1001571.577 | 0.2735 | 118.528 | 808874.542 | 0.2905 | 201.058 | 1368954.204 | 0.2881 | 110.8 | 720302.2 | 0.2823 | 119.2 | 821574.5 | 19.6 |  | New SNCR | 0.2562 | 0.15372 | 59.1 |  |  | 59.1
VA | Possum Point Power Station | 3804 | 3 | Prince William | 1955-05-21 | 1164 | 113.6 | 38.5367 | -77.2806 | ARP, NBP | Tangentially-fired | Coal, Pipeline Natural Gas |  | Low NOx Burner Technology w/ Closed-coupled OFA (Began May 15, 2003) | Electric Utility | Electric Services | 0.129 | 9.749 | 147282.5 | [27 empty] | 0 |  | New SNCR | 0.129 | 0.0774 | 0 |  |  | 0
VA | Possum Point Power Station | 3804 | 3 | Prince William | 1955-05-21 | 1164 | 113.6 | 38.5367 | -77.2806 | NBP, ARP | Tangentially-fired | Pipeline Natural Gas |  | Low NOx Burner Technology w/ Closed-coupled OFA | Electric Utility | Electric Services | [6 empty] | 0.1155 | 31.163 | 489955.075 | 0.1118 | 33.181 | 520526.35 | 0.1191 | 36.202 | 540819.625 | 0.0909 | 40.775 | 657672.723 | 0.1127 | 31.59 | 492576.455 | 0.118 | 57.173 | 921214.359 | 0.1148 | 19 | 302982.1 | 0.1246 | 38.9 | 586050.7 | 7.1 |  | Low Ozone Season Rate | 0.0909 | 0.0909 | 15.1 |  |  | 15.1
VA | Possum Point Power Station | 3804 | 4 | Prince William | 1962-03-17 | 2522 | 239.3 | 38.5367 | -77.2806 | ARP, NBP | Tangentially-fired | Coal, Pipeline Natural Gas |  | Low NOx Burner Technology w/ Closed-coupled OFA | Electric Utility | Electric Services | 0.0976 | 34.516 | 623930.85 | [27 empty] | 0 |  | New SCR | 0.0976 | 0.06 | 0 |  |  | 0
VA | Possum Point Power Station | 3804 | 4 | Prince William | 1962-03-17 | 2522 | 239.3 | 38.5367 | -77.2806 | NBP, ARP | Tangentially-fired | Pipeline Natural Gas |  | Low NOx Burner Technology w/ Closed-coupled OFA | Electric Utility | Electric Services | [6 empty] | 0.0842 | 43.302 | 972295.775 | 0.0771 | 38.748 | 935798.775 | 0.0941 | 98.839 | 1882744.25 | 0.0765 | 82.656 | 1625388.729 | 0.0805 | 51.738 | 1070278.476 | 0.0918 | 90.033 | 1844990.453 | 0.101 | 55.3 | 1025102.9 | 0.1102 | 79.4 | 1357656.9 | 11.1 |  | Low Ozone Season Rate | 0.0765 | 0.0765 | 41.9 |  |  | 41.9
VA | Possum Point Power Station | 3804 | 5 | Prince William | 1975-06-28 | 8486 | 882 | 38.5367 | -77.2806 | ARP, NBP | Tangentially-fired | Residual Oil |  | Overfire Air<br>Other | Electric Utility | Electric Services | 0.1713 | 685.544 | 6914718.975 | 0.1832 | 431.503 | 4192942.775 | 0.1767 | 1074.668 | 10700000 | 0.1634 | 304.164 | 2945511.325 | 0.1605 | 312.573 | 3019748.35 | 0.1425 | 130.541 | 1385668.139 | 0.125 | 45.108 | 421613.936 | 0.1685 | 321.979 | 3131102.439 | 0.1176 | 76.4 | 909409.4 | 0.123 | 82.7 | 944665.4 | 2.9 |  | New SCR | 0.1176 | 0.06 | 39 |  |  | 39
VA | Possum Point Power Station | 3804 | 6A | Prince William | 2003-04-25 | 2465 | 174 | 38.5367 | -77.2806 | ARP, CAIRNOX, CAIROS, CAIRSO2, TRNOX, TRNOXOS, TRSO2G1 | Combined cycle | Pipeline Natural Gas | Diesel Oil | Dry Low NOx Burners<br>Water Injection<br>Selective Catalytic Reduction | Electric Utility |  | 0.017 | 14.885 | 2406946.568 | 0.0189 | 25.809 | 3807254.616 | 0.0284 | 30.734 | 3239476.735 | 0.0177 | 17.64 | 2978045.472 | 0.0194 | 22.544 | 3816011.659 | 0.0159 | 17.161 | 2991885.619 | 0.0099 | 23.839 | 5094299.064 | 0.0104 | 28.122 | 5846630.589 | 0.0109 | 27.3 | 5204574.2 | 0.0106 | 31.8 | 6178880.5 | 57.5 | Dry Low NOx Burners<br>Water Injection<br>Selective Catalytic Reduction | Existing SCR | 0.0099 | 0.0099 | 24.8 |  |  | 24.8
VA | Possum Point Power Station | 3804 | 6B | Prince William | 2003-04-20 | 2465 | 174 | 38.5367 | -77.2806 | ARP, CAIRNOX, CAIROS, CAIRSO2, TRNOX, TRNOXOS, TRSO2G1 | Combined cycle | Pipeline Natural Gas | Diesel Oil | Dry Low NOx Burners<br>Water Injection<br>Selective Catalytic Reduction | Electric Utility |  | 0.0207 | 16.051 | 2272989.961 | 0.0189 | 23.625 | 3545528.411 | 0.0216 | 21.929 | 3321554.707 | 0.0225 | 19.384 | 2993601.806 | 0.0241 | 26.945 | 3768253.532 | 0.0203 | 20.443 | 3159372.138 | 0.0116 | 19.112 | 3770506.389 | 0.0106 | 29.152 | 5810951.669 | 0.0119 | 33.7 | 5965758.6 | 0.0101 | 31.6 | 6346426.3 | 65.9 | Dry Low NOx Burners<br>Water Injection<br>Selective Catalytic Reduction | Existing SCR | 0.0101 | 0.0101 | 28.6 |  |  | 28.6
VA | Potomac River | 3788 | 1 | Alexandria (City) | 1949-08-01 | 1050 | 92 | 38.8203 | -77.0411 | ARP, NBP | Tangentially-fired | Coal |  | Combustion Modification/Fuel Reburning | Electric Utility |  | 0.3734 | 339.885 | 1745324.992 | 0.3878 | 214.064 | 1094589.684 | 0.3629 | 346.598 | 1786860.453 | 0.3257 | 96.96 | 527234.988 | 0.3242 | 326.25 | 1811671.553 | 0.3266 | 101.763 | 544894.36 | 0.2965 | 50.698 | 299684.692 | 0.288 | 96.977 | 555287.822 | 0.2929 | 44.9 | 241475.8 | 0.2739 | 49.1 | 286290.5 | 6.3 |  | New SNCR | 0.2739 | 0.16434 | 25.2 | Shutdown | Gas Combined Cycle Replacement | 1.1 | 43.7
VA | Potomac River | 3788 | 2 | Alexandria (City) | 1950-06-01 | 1050 | 92 | 38.8203 | -77.0411 | ARP, NBP | Tangentially-fired | Coal |  | Combustion Modification/Fuel Reburning | Electric Utility |  | 0.445 | 399.657 | 1697181.599 | 0.3597 | 236.587 | 1256503.828 | 0.32 | 243.421 | 1436774.436 | 0.3037 | 112.102 | 657199.186 | 0.2948 | 295.995 | 1836250.217 | 0.3073 | 69.113 | 383599.351 | 0.2907 | 51.749 | 305711.54 | 0.2892 | 117.12 | 664621.112 | 0.2853 | 45.8 | 248609.7 | 0.2581 | 42.7 | 248718.1 | 6.4 |  | New SNCR | 0.2581 | 0.15486 | 24.9 | Shutdown | Gas Combined Cycle Replacement | 1.2 | 44.7
VA | Potomac River | 3788 | 3 | Alexandria (City) | 1954-07-01 | 1550 | 110 | 38.8203 | -77.0411 | ARP, NBP | Tangentially-fired | Coal |  | Combustion Modification/Fuel Reburning | Electric Utility |  | 0.4001 | 468.679 | 2188550.408 | 0.321 | 264.172 | 1523689.45 | 0.238 | 195.074 | 1710610.143 | 0.2685 | 149.986 | 1132898.428 | 0.2185 | 121.949 | 1105024.212 | 0.2729 | 160.826 | 1257665.713 | 0.243 | 66.209 | 545569.414 | 0.2464 | 219.942 | 1768028.873 | 0.2406 | 65.9 | 525848.3 | 0.1964 | 63.7 | 598091.7 | 9.2 |  | New SNCR | 0.1964 | 0.11784 | 32.3 | Shutdown | Gas Combined Cycle Replacement | 2.5 | 63.4
VA | Potomac River | 3788 | 4 | Alexandria (City) | 1956-02-01 | 1550 | 110 | 38.8203 | -77.0411 | ARP, NBP | Tangentially-fired | Coal |  | Combustion Modification/Fuel Reburning | Electric Utility |  | 0.3574 | 423.749 | 2218804.576 | 0.3561 | 355.54 | 1893207.324 | 0.2271 | 137.2 | 1240825.498 | 0.2281 | 184.637 | 1662819.343 | 0.2091 | 136.228 | 1322875.892 | 0.2531 | 150.293 | 1252280.302 | 0.2461 | 75.064 | 598743.866 | 0.2464 | 208.563 | 1675202.475 | 0.238 | 68.1 | 543088.5 | 0.1946 | 35 | 329539 | 9.5 |  | New SNCR | 0.1946 | 0.11676 | 33.4 | Shutdown | Gas Combined Cycle Replacement | 2.6 | 65.5
VA | Potomac River | 3788 | 5 | Alexandria (City) | 1957-04-01 | 1550 | 110 | 38.8203 | -77.0411 | ARP, NBP | Tangentially-fired | Coal |  | Combustion Modification/Fuel Reburning | Electric Utility |  | 0.3825 | 496.226 | 2419496.916 | 0.3592 | 276.852 | 1449319.663 | 0.2403 | 240.012 | 2044868.746 | 0.2605 | 215.447 | 1701587.498 | 0.2161 | 241.72 | 2273599.966 | 0.2211 | 114.567 | 1064789.28 | 0.2465 | 78.357 | 622091.785 | 0.2495 | 191.272 | 1532271.628 | 0.24 | 68.7 | 545813.2 | 0.196 | 62.8 | 590764.4 | 9.6 |  | New SNCR | 0.196 | 0.1176 | 33.7 | Shutdown | Gas Combined Cycle Replacement | 2.6 | 66.1
VA | Remington Combustion Turbine Station | 7838 | 1 | Fauquier | 2000-07-09 | 2110 | 178.5 | 38.0722 | -77.5133 | ARP, CAIRNOX, CAIROS, CAIRSO2, TRNOX, TRNOXOS, TRSO2G1 | Combustion turbine | Pipeline Natural Gas | Diesel Oil | Dry Low NOx Burners<br>Water Injection | Electric Utility |  | 0.0569 | 2.457 | 114150.55 | 0.0566 | 1.436 | 80879.325 | 0.0645 | 8.418 | 311620.025 | 0.0435 | 2.464 | 140264.425 | 0.0572 | 7.162 | 296591.225 | 0.0433 | 10.285 | 597231.694 | 0.0404 | 9.356 | 585543.27 | 0.0442 | 13.779 | 799758.48 | 0.043 | 10.5 | 617364.3 | 0.04 | 11.6 | 723220.5 | 8 | Dry Low NOx Burners<br>Water Injection | Low Ozone Season Rate | 0.04 | 0.04 | 9.8 |  |  | 9.8
VA | Remington Combustion Turbine Station | 7838 | 2 | Fauquier | 2000-07-10 | 2110 | 170 | 38.0722 | -77.5133 | ARP, CAIRNOX, CAIROS, CAIRSO2, TRNOX, TRNOXOS, TRSO2G1 | Combustion turbine | Pipeline Natural Gas | Diesel Oil | Dry Low NOx Burners<br>Water Injection | Electric Utility |  | 0.0405 | 1.541 | 94425.05 | 0.048 | 1.616 | 91371.3 | 0.0455 | 5.184 | 274959.75 | 0.0456 | 4.668 | 259806 | 0.0481 | 7.534 | 345589.275 | 0.0399 | 10.496 | 639914.773 | 0.044 | 8.665 | 496097.862 | 0.0393 | 11.526 | 751315.037 | 0.0418 | 8.7 | 522942.1 | 0.0396 | 11.7 | 716252.6 | 6.7 | Dry Low NOx Burners<br>Water Injection | Low Ozone Season Rate | 0.0393 | 0.0393 | 8.2 |  |  | 8.2
VA | Remington Combustion Turbine Station | 7838 | 3 | Fauquier | 2000-07-05 | 2110 | 178.5 | 38.0722 | -77.5133 | ARP, CAIRNOX, CAIROS, CAIRSO2, TRNOX, TRNOXOS, TRSO2G1 | Combustion turbine | Pipeline Natural Gas | Diesel Oil | Dry Low NOx Burners<br>Water Injection | Electric Utility |  | 0.0382 | 2.099 | 143393.925 | 0.0539 | 2.322 | 98462.9 | 0.0616 | 7.631 | 277229.075 | 0.0439 | 5.544 | 317050.55 | 0.0417 | 5.806 | 334587.975 | 0.04 | 7.418 | 464494.678 | 0.0424 | 5.594 | 337648.93 | 0.0509 | 10.447 | 470246.626 | 0.0404 | 9.2 | 537694.6 | 0.0407 | 11.4 | 679198.7 | 6.9 | Dry Low NOx Burners<br>Water Injection | Low Ozone Season Rate | 0.0382 | 0.0382 | 8.7 |  |  | 8.7
VA | Remington Combustion Turbine Station | 7838 | 4 | Fauquier | 2000-07-10 | 2110 | 178.5 | 38.0722 | -77.5133 | ARP, CAIRNOX, CAIROS, CAIRSO2, TRNOX, TRNOXOS, TRSO2G1 | Combustion turbine | Pipeline Natural Gas | Diesel Oil | Dry Low NOx Burners<br>Water Injection | Electric Utility |  | 0.0439 | 1.789 | 107721.45 | 0.0665 | 2.466 | 83238.9 | 0.0565 | 4.457 | 182279.3 | 0.0456 | 5.533 | 297610.8 | 0.041 | 6.861 | 390368.925 | 0.0435 | 8.117 | 464057.705 | 0.0389 | 9.818 | 630069.496 | 0.0378 | 11.138 | 732706.205 | 0.0394 | 10.4 | 644275.8 | 0.0377 | 8.6 | 548021.4 | 8.3 | Dry Low NOx Burners<br>Water Injection | Low Ozone Season Rate | 0.0377 | 0.0377 | 9.9 |  |  | 9.9
VA | Southampton Power Station | 10774 | 1 | Southampton | 1992-03-07 | 400 | 71.1 | 36.6525 | -76.9953 | ARP, NBP | Stoker | Coal | Diesel Oil, Other Oil | Overfire Air | Electric Utility | Electric Services | 0.3602 | 182.946 | 1019209.376 | 0.3472 | 159.6 | 925965.491 | 0.4098 | 202.004 | 997073.633 | 0.3838 | 108.045 | 567135.049 | 0.3766 | 199.37 | 1067607.855 | 0.3876 | 125.861 | 651943.892 | 0.388 | 52.747 | 275772.648 | 0.3747 | 115.56 | 630493.724 | 0.3913 | 95 | 487262.7 | 0.3605 | 38.8 | 203525.7 | 33.2 |  | New SNCR | 0.3472 | 0.20832 | 50.6 | Biomass Conv | 0.15 NOx Rate Conventional Blr | 36.4 | 58.6
VA | Southampton Power Station | 10774 | 2 | Southampton | 1992-03-07 | 400 | 71.1 | 36.6525 | -76.9953 | ARP, NBP | Stoker | Coal | Diesel Oil, Other Oil | Overfire Air | Electric Utility | Electric Services | 0.3587 | 184.248 | 1028225.449 | 0.3413 | 57.378 | 338639.359 | 0.4076 | 194.045 | 958548.067 | 0.385 | 107.999 | 566593.151 | 0.3763 | 191.122 | 1021660.045 | 0.3949 | 126.92 | 648450.125 | 0.3944 | 84.35 | 434123.414 | 0.3856 | 121.181 | 649448.851 | 0.3881 | 93.3 | 478072.9 | 0.3628 | 37.7 | 198071.8 | 32.5 |  | New SNCR | 0.3413 | 0.20478 | 49.2 | Biomass Conv | 0.15 NOx Rate Conventional Blr | 36.1 | 57.3
VA | Tasley Energy Center | 3785 | TA10 | Accomack | 1972-06-01 | 460 | 27 | 37.7061 | -75.7031 | CAIRNOX, CAIROS, CAIRSO2, TRNOX, TRNOXOS, TRSO2G1 | Combustion turbine | Diesel Oil |  |  | Electric Utility |  | 0.531 | 12.685 | 47773.6 | 0.5505 | 2.964 | 10663.4 | 0.5372 | 9.023 | 32953.5 | 0.381 | 1.095 | 5749.7 |  |  |  | 1.1318 | 4.875 | 8200.2 |  |  |  | 1.2 | 22.948 | 38246 | 1.2 | 15 | 25007 | 1.2 | 7.1 | 11768 | 1.5 | None Reported | Water Injection | 0.381 | 0.2286 | 2.9 |  |  | 2.9
VA | Tenaska Virginia Generating Station | 55439 | CTGDB1 | Fluvanna | 2003-12-26 | 2487 | 183.3 | 37.8667 | -78.3813 | ARP, CAIRNOX, CAIROS, CAIRSO2, TRNOX, TRNOXOS, TRSO2G1 | Combined cycle | Pipeline Natural Gas | Diesel Oil | Dry Low NOx Burners<br>Water Injection<br>Selective Catalytic Reduction | Electric Utility |  |  |  |  | 0.0469 | 5.114 | 424742.05 | 0.0255 | 16.965 | 2389988.9 | 0.0182 | 12.733 | 2350913.65 | 0.0227 | 18.964 | 2974131.8 | 0.0227 | 16.078 | 2720256.687 | 0.0197 | 16.531 | 2809291.807 | 0.0134 | 19.629 | 4427340.982 | 0.0174 | 22.2 | 3989297.3 | 0.0096 | 19.7 | 5642708.3 | 43.7 | Dry Low NOx Burners<br>Water Injection<br>Selective Catalytic Reduction | Existing SCR | 0.0096 | 0.0096 | 12.3 |  |  | 12.3
VA | Tenaska Virginia Generating Station | 55439 | CTGDB2 | Fluvanna | 2004-01-02 | 2487 | 183.3 | 37.8667 | -78.3813 | ARP, CAIRNOX, CAIROS, CAIRSO2, TRNOX, TRNOXOS, TRSO2G1 | Combined cycle | Pipeline Natural Gas | Diesel Oil | Dry Low NOx Burners<br>Water Injection<br>Selective Catalytic Reduction | Electric Utility |  |  |  |  | 0.0508 | 5.914 | 462492.5 | 0.0232 | 15.222 | 2365692.375 | 0.0152 | 11.064 | 2330045.775 | 0.021 | 18.105 | 2984744.825 | 0.024 | 18.583 | 3045258.951 | 0.0181 | 15.374 | 2973509.896 | 0.0122 | 18.043 | 4307939.402 | 0.0141 | 18.1 | 4004140.2 | 0.0107 | 20.1 | 5431167.4 | 43.8 | Dry Low NOx Burners<br>Water Injection<br>Selective Catalytic Reduction | Existing SCR | 0.0107 | 0.0107 | 13.7 |  |  | 13.7
VA | Tenaska Virginia Generating Station | 55439 | CTGDB3 | Fluvanna | 2004-01-16 | 2487 | 183.3 | 37.8667 | -78.3813 | ARP, CAIRNOX, CAIROS, CAIRSO2, TRNOX, TRNOXOS, TRSO2G1 | Combined cycle | Pipeline Natural Gas | Diesel Oil | Dry Low NOx Burners<br>Water Injection<br>Selective Catalytic Reduction | Electric Utility |  |  |  |  | 0.046 | 6.151 | 496870.2 | 0.0232 | 14.972 | 2348894.175 | 0.0166 | 11.625 | 2327587.025 | 0.0194 | 16.27 | 2815568.25 | 0.0235 | 17.747 | 2881969.789 | 0.0165 | 14.549 | 3019033.645 | 0.0112 | 16.721 | 4549225.797 | 0.0141 | 16.3 | 3797838.5 | 0.0097 | 19.1 | 5499125.9 | 41.6 | Dry Low NOx Burners<br>Water Injection<br>Selective Catalytic Reduction | Existing SCR | 0.0097 | 0.0097 | 11.2 |  |  | 11.2
VA | Virginia City Hybrid Energy Center | 56808 | 1 | Wise | 2012-03-07 | 3132 | 668 | 36.9161 | -82.3381 | ARP, CAIRNOX, CAIROS, CAIRSO2, TRNOX, TRNOXOS, TRSO2G1 | Circulating fluidized bed boiler | Coal | Coal Refuse, Wood | Selective Non-catalytic Reduction | Electric Utility | [28 empty] | 0.056 | 121.1 | 4297033 | 0 | SNCR | Low Ozone Season Rate | 0.056 | 0.056 | 0 |  |  | 0
VA | Virginia City Hybrid Energy Center | 56808 | 2 | Wise | 2012-03-07 | 3132 | 668 | 36.9161 | -82.3381 | ARP, CAIRNOX, CAIROS, CAIRSO2, TRNOX, TRNOXOS, TRSO2G1 | Circulating fluidized bed boiler | Coal | Coal Refuse, Wood | Selective Non-catalytic Reduction | Electric Utility | [28 empty] | 0.0577 | 106.7 | 3727167.8 | 0 | SNCR | Low Ozone Season Rate | 0.0577 | 0.0577 | 0 |  |  | 0
VA | Wolf Hills Energy | 55285 | WH01 | Washington | 2001-06-12 | 260 | 57 | 36.6644 | -82.1044 | ARP, CAIRNOX, CAIROS, CAIRSO2, TRNOX, TRNOXOS, TRSO2G1 | Combustion turbine | Pipeline Natural Gas |  | Water Injection | Electric Utility |  | 0.15 | 0.83 | 11067.6 |  |  |  | 0.15 | 3.108 | 41440.5 | 0.077 | 3.824 | 99163.2 | 0.0539 | 3.594 | 133145.8 | 0.0583 | 2.529 | 90583 | 0.0612 | 0.919 | 32328.7 | 0.0592 | 1.027 | 36655.4 | 0.0615 | 1.2 | 42102 | 0.051 | 1.2 | 48358.4 | 4.4 | Water Injection | Low Ozone Season Rate | 0.051 | 0.051 | 1 |  |  | 1
VA | Wolf Hills Energy | 55285 | WH02 | Washington | 2001-06-12 | 260 | 57 | 36.6644 | -82.1044 | ARP, CAIRNOX, CAIROS, CAIRSO2, TRNOX, TRNOXOS, TRSO2G1 | Combustion turbine | Pipeline Natural Gas |  | Water Injection | Electric Utility |  | 0.15 | 0.83 | 11067.6 |  |  |  | 0.15 | 3.113 | 41503.5 | 0.0877 | 4.356 | 99176.9 | 0.0691 | 4.685 | 135764.4 | 0.069 | 3.213 | 93023.3 | 0.069 | 0.902 | 26123.1 | 0.069 | 1.288 | 37343.7 | 0.0704 | 1.4 | 43276.3 | 0.0553 | 1.3 | 48160.6 | 4.5 | Water Injection | Low Ozone Season Rate | 0.0553 | 0.0553 | 1.1 |  |  | 1.1
VA | Wolf Hills Energy | 55285 | WH03 | Washington | 2001-05-17 | 260 | 57 | 36.6644 | -82.1044 | ARP, CAIRNOX, CAIROS, CAIRSO2, TRNOX, TRNOXOS, TRSO2G1 | Combustion turbine | Pipeline Natural Gas |  | Water Injection | Electric Utility |  | 0.15 | 0.899 | 11981.8 |  |  |  | 0.15 | 3.303 | 44033.8 | 0.0794 | 3.831 | 96241.2 | 0.0539 | 3.547 | 131389.4 | 0.0551 | 2.292 | 84740.3 | 0.054 | 0.781 | 28944.8 | 0.0539 | 0.943 | 34926.4 | 0.0532 | 1.2 | 44298.6 | 0.0537 | 1 | 37579.2 | 4.6 | Water Injection | Low Ozone Season Rate | 0.0532 | 0.0532 | 1.2 |  |  | 1.2
VA | Wolf Hills Energy | 55285 | WH04 | Washington | 2001-05-17 | 260 | 57 | 36.6644 | -82.1044 | ARP, CAIRNOX, CAIROS, CAIRSO2, TRNOX, TRNOXOS, TRSO2G1 | Combustion turbine | Pipeline Natural Gas |  | Water Injection | Electric Utility |  | 0.1499 | 0.898 | 11976.7 |  |  |  | 0.15 | 3.309 | 44117.6 | 0.0792 | 3.82 | 96439.1 | 0.0691 | 4.683 | 135717.4 | 0.0701 | 3.101 | 89702.4 | 0.069 | 0.998 | 28918.1 | 0.069 | 1.244 | 36050.7 | 0.0665 | 1.5 | 44919.9 | 0.051 | 1 | 37822 | 4.7 | Water Injection | Low Ozone Season Rate | 0.051 | 0.051 | 1.1 |  |  | 1.1
VA | Wolf Hills Energy | 55285 | WH05 | Washington | 2001-05-12 | 260 | 57 | 36.6644 | -82.1044 | ARP, CAIRNOX, CAIROS, CAIRSO2, TRNOX, TRNOXOS, TRSO2G1 | Combustion turbine | Pipeline Natural Gas |  | Water Injection | Electric Utility |  | 0.1499 | 0.822 | 10959.8 |  |  |  | 0.15 | 3.232 | 43094.3 | 0.0802 | 3.965 | 98674.6 | 0.0539 | 3.509 | 129990 | 0.0584 | 2.402 | 87820.2 | 0.0614 | 0.841 | 29418.2 | 0.0613 | 1.066 | 38699 | 0.0625 | 0.9 | 32136.8 | 0.0598 | 1.3 | 47725.3 | 3.4 | Water Injection | Low Ozone Season Rate | 0.0539 | 0.0539 | 0.8 |  |  | 0.8
VA | Wolf Hills Energy | 55285 | WH06 | Washington | 2001-05-12 | 260 | 57 | 36.6644 | -82.1044 | ARP, CAIRNOX, CAIROS, CAIRSO2, TRNOX, TRNOXOS, TRSO2G1 | Combustion turbine | Pipeline Natural Gas |  | Water Injection | Electric Utility |  | 0.1499 | 0.822 | 10959.8 |  |  |  | 0.15 | 3.236 | 43145.4 | 0.0817 | 4.034 | 98595.4 | 0.0691 | 4.154 | 120401.5 | 0.0722 | 2.882 | 83008.4 | 0.0726 | 1.005 | 28780 | 0.0714 | 1.258 | 36368.1 | 0.0686 | 1 | 31169.1 | 0.0555 | 1.2 | 45338 | 3.3 | Water Injection | Low Ozone Season Rate | 0.0555 | 0.0555 | 0.8 |  |  | 0.8
VA | Wolf Hills Energy | 55285 | WH07 | Washington | 2001-05-05 | 260 | 57 | 36.6644 | -82.1044 | ARP, CAIRNOX, CAIROS, CAIRSO2, TRNOX, TRNOXOS, TRSO2G1 | Combustion turbine | Pipeline Natural Gas |  | Water Injection | Electric Utility |  | 0.1498 | 0.902 | 12033.1 |  |  |  | 0.15 | 3.008 | 40104.2 | 0.0842 | 4.041 | 95749.9 | 0.0539 | 3.576 | 132465.5 | 0.056 | 2.575 | 94457.7 | 0.054 | 0.628 | 23290.4 | 0.054 | 1.027 | 38049.5 | 0.0562 | 0.9 | 32528 | 0.051 | 1.1 | 43693.3 | 3.4 | Water Injection | Low Ozone Season Rate | 0.051 | 0.051 | 0.8 |  |  | 0.8
VA | Wolf Hills Energy | 55285 | WH08 | Washington | 2001-05-05 | 260 | 57 | 36.6644 | -82.1044 | ARP, CAIRNOX, CAIROS, CAIRSO2, TRNOX, TRNOXOS, TRSO2G1 | Combustion turbine | Pipeline Natural Gas |  | Water Injection | Electric Utility |  | 0.1499 | 0.853 | 11376.3 |  |  |  | 0.15 | 3.009 | 40117.7 | 0.0842 | 4.011 | 95203.9 | 0.0691 | 4.635 | 134329.3 | 0.069 | 3.321 | 96152.4 | 0.069 | 0.819 | 23725.2 | 0.0713 | 1.369 | 38867.8 | 0.0663 | 1.1 | 33141.3 | 0.051 | 1.1 | 44946.7 | 3.5 | Water Injection | Low Ozone Season Rate | 0.051 | 0.051 | 0.8 |  |  | 0.8
VA | Wolf Hills Energy | 55285 | WH09 | Washington | 2001-05-02 | 260 | 57 | 36.6644 | -82.1044 | ARP, CAIRNOX, CAIROS, CAIRSO2, TRNOX, TRNOXOS, TRSO2G1 | Combustion turbine | Pipeline Natural Gas |  | Water Injection | Electric Utility |  | 0.1498 | 1.059 | 14123.2 |  |  |  | 0.15 | 2.891 | 38544.8 | 0.083 | 4.098 | 98585.5 | 0.0539 | 3.327 | 123224.7 | 0.0561 | 2.497 | 91626.1 | 0.054 | 0.878 | 32523.6 | 0.0539 | 1.073 | 39771.5 | 0.0562 | 0.9 | 32944.6 | 0.0548 | 1.4 | 53405.8 | 3.5 | Water Injection | Low Ozone Season Rate | 0.0539 | 0.0539 | 0.8 |  |  | 0.8
VA | Wolf Hills Energy | 55285 | WH10 | Washington | 2001-05-02 | 260 | 57 | 36.6644 | -82.1044 | ARP, CAIRNOX, CAIROS, CAIRSO2, TRNOX, TRNOXOS, TRSO2G1 | Combustion turbine | Pipeline Natural Gas |  | Water Injection | Electric Utility |  | 0.1499 | 1.065 | 14196.9 |  |  |  | 0.15 | 2.891 | 38544.8 | 0.0869 | 4.288 | 98585.5 | 0.0691 | 4.178 | 121102.1 | 0.0721 | 3.202 | 91482.4 | 0.069 | 1.101 | 31900.5 | 0.069 | 1.39 | 40267.7 | 0.0693 | 1.1 | 33591.5 | 0.0548 | 1.4 | 52956.7 | 3.5 | Water Injection | Low Ozone Season Rate | 0.0548 | 0.0548 | 0.9 |  |  | 0.9
VA | Yorktown Power Station | 3809 | 1 | York | 1957-06-19 | 1758 | 187.5 | 37.2144 | -76.4611 | ARP, NBP | Tangentially-fired | Coal | Other Gas, Pipeline Natural Gas | Low NOx Burner Technology w/ Separated OFA | Electric Utility | Electric Services | 0.3385 | 749.163 | 4429411.063 | 0.2326 | 471.393 | 4061259.596 | 0.2588 | 491.545 | 3920298.223 | 0.2565 | 539.192 | 4294429.837 | 0.2402 | 582.363 | 4857817.741 | 0.2242 | 381.138 | 3457742.634 | 0.2354 | 415.18 | 3560149.842 | 0.39 | 676.154 | 3520005.045 | 0.5235 | 846.6 | 3172475.1 | 0.5217 | 521.3 | 1942577.1 | 49.1 | SNCR | New SCR | 0.2242 | 0.1121 | 181.3 | Shutdown | Gas Combined Cycle Replacement | 15.1 | 831.5
VA | Yorktown Power Station | 3809 | 2 | York | 1958-12-19 | 1865 | 187.5 | 37.2144 | -76.4611 | ARP, NBP | Tangentially-fired | Coal |  | Low NOx Burner Technology w/ Separated OFA<br>Selective Non-catalytic Reduction | Electric Utility | Electric Services | 0.2258 | 552.034 | 4848199.612 | 0.2335 | 439.224 | 3758261.504 | 0.2588 | 550.22 | 4340190.101 | 0.2577 | 513.746 | 4148589.888 | 0.2412 | 603.771 | 5012513.285 | 0.2204 | 408.333 | 3707852.212 | 0.2362 | 421.375 | 3598377.416 | 0.3967 | 819.543 | 4132710.334 | 0.5321 | 856.9 | 3144714.9 | 0.5273 | 636.4 | 2334548.4 | 45.9 | SNCR | New SCR | 0.2204 | 0.1102 | 177.5 | Gas Conversion | 0.1 NOx Rate Gas Conv Wall/Tang | 161 | 695.9
VA | Yorktown Power Station | 3809 | 3 | York | 1974-11-06 | 8909 | 882 | 37.2144 | -76.4611 | ARP, NBP | Tangentially-fired | Residual Oil | Diesel Oil, Other Gas, Pipeline Natural Gas | Other | Electric Utility | Electric Services | 0.2024 | 1649.69 | 15000000 | 0.2027 | 1308.821 | 12100000 | 0.2381 | 1123.701 | 8485384.1 | 0.2417 | 418.238 | 3019505.975 | 0.2322 | 432.448 | 3111870.6 | 0.1841 | 229.862 | 1860488.287 | 0.1341 | 101.425 | 862726.301 | 0.2047 | 445.099 | 3637473.799 | 0.1843 | 241.3 | 2068598.4 | 0.1584 | 128 | 1073779.1 | 6.3 |  | New SCR | 0.1341 | 0.06 | 78.6 |  |  | 78.6
VT | Berlin 5 | 3734 | A | Washington | 1972-06-01 | 385.1 | 41.8 | 44.2498 | -72.6035 | RGGI | Combustion turbine | Diesel Oil |  |  | Electric Utility | [21 empty] | 5577 |  |  | 17293.7 |  |  | 20731.6 |  |  | 7805.7 | 1.5 | None Reported | Water Injection | 0 | 0 | 0 |  |  | 0
VT | Berlin 5 | 3734 | B | Washington | 1972-06-01 | 355.5 | 41.8 | 44.2498 | -72.6035 | RGGI | Combustion turbine | Diesel Oil |  |  | Electric Utility | [21 empty] | 3833.6 |  |  | 14289.6 |  |  | 18533.6 |  |  | 10374.3 | 1.4 | None Reported | Water Injection | 0 | 0 | 0 |  |  | 0
VT | J C McNeil | 589 | 1 | Chittenden | 1984-06-02 | 842 | 59.5 | 44.4917 | -73.2081 | ARP | Other boiler | Wood | Diesel Oil, Pipeline Natural Gas | Other | Electric Utility | Electric Services | 0.1585 | 130.099 | 1602902.375 | 0.1533 | 121.501 | 1494821.4 | 0.1599 | 149.076 | 1765533.825 | 0.1619 | 140.025 | 1673004.5 | 0.1639 | 152.326 | 1795877.425 | 0.1641 | 132.903 | 1481249.75 | 0.073 | 55.5 | 1565531.15 | 0.0656 | 62.293 | 1827586.55 | 0.0602 | 47.7 | 1482082.7 | 0.0683 | 54.3 | 1568791 | 47.9 |  | Low Ozone Season Rate | 0.0602 | 0.0602 | 47.7 |  |  | 47.7
VT | Penny Lane Gas Turbine | 3754 | CT1 | Chittenden | 1971-09-25 | 180.7 | 25.5 | 44.4817 | -73.2241 | RGGI | Combustion turbine | Diesel Oil |  |  | Electric Utility | [21 empty] | 986.9 |  |  | 1001.5 |  |  | 308.1 |  |  | 818 | 0 |  | Low Ozone Season Rate | 0 | 0 | 0 |  |  | 0
VT | Penny Lane Gas Turbine | 3754 | CT2 | Chittenden | 1971-09-25 | 180.7 | 25.5 | 44.4817 | -73.2241 | RGGI | Combustion turbine | Diesel Oil |  |  | Electric Utility | [21 empty] | 1604 |  |  | 1093.9 |  |  | 24 |  |  | 856.1 | 0 |  | Low Ozone Season Rate | 0 | 0 | 0 |  |  | 0
WA | Centralia | 3845 | 30 | Lewis | 2002-05-15 | 619 | 60.5 | 46.7559 | -122.8578 | ARP | Combined cycle | Natural Gas |  | Water Injection<br>Selective Catalytic Reduction | Electric Utility |  | 0.0718 | 4.937 | 469770.549 | 0.0492 | 8.431 | 550779.379 | 0.0853 | 3.548 | 284805.236 | 0.0197 | 6.93 | 1051485.557 | 0.0287 | 7.232 | 792445.578 | 0.037 | 4.209 | 399011.307 | 0.0402 | 6.565 | 685921.597 | 0.0644 | 1.051 | 86251.896 | [6 empty] | 0 | Water Injection<br>Selective Catalytic Reduction | Existing SCR | 0.0197 | 0.0197 | 0 |  |  | 0
WA | Centralia | 3845 | 40 | Lewis | 2002-05-15 | 619 | 60.5 | 46.7559 | -122.8578 | ARP | Combined cycle | Natural Gas |  | Water Injection<br>Selective Catalytic Reduction | Electric Utility |  | 0.0734 | 4.933 | 473974.402 | 0.0325 | 3.901 | 567879.828 | 0.0487 | 2.771 | 320303.769 | 0.0161 | 6.634 | 1065822.927 | 0.0351 | 4.414 | 519578.817 | 0.0446 | 3.863 | 385694.137 | 0.0525 | 7.196 | 693175.081 | 0.0492 | 6.338 | 629452.985 | [6 empty] | 0 | Water Injection<br>Selective Catalytic Reduction | Existing SCR | 0.0161 | 0.0161 | 0 |  |  | 0
WA | Centralia | 3845 | 50 | Lewis | 2002-05-15 | 619 | 60.5 | 46.7559 | -122.8578 | ARP | Combined cycle | Natural Gas |  | Water Injection<br>Selective Catalytic Reduction | Electric Utility |  | 0.0731 | 4.962 | 463850.841 | 0.0332 | 5.079 | 618330.966 | 0.076 | 3.827 | 301490.128 | 0.0255 | 6.585 | 1053508.64 | 0.0398 | 6.646 | 723904.629 | 0.0542 | 3.519 | 355019.613 | 0.0558 | 6.587 | 681169.383 | 0.0657 | 6.02 | 543787.165 | [6 empty] | 0 | Water Injection<br>Selective Catalytic Reduction | Existing SCR | 0.0255 | 0.0255 | 0 |  |  | 0
WA | Centralia | 3845 | 60 | Lewis | 2002-05-31 | 619 | 60.5 | 46.7559 | -122.8578 | ARP | Combined cycle | Natural Gas |  | Water Injection<br>Selective Catalytic Reduction | Electric Utility |  | 0.0509 | 5.239 | 474348.759 | 0.0276 | 4.914 | 585213.066 | 0.035 | 2.192 | 303742.602 | 0.0205 | 5.84 | 1085417.131 | 0.0336 | 5.72 | 778845.596 | 0.0847 | 3.397 | 317627.75 | 0.0809 | 7.389 | 687330.125 | 0.0566 | 6.896 | 636894.436 | [6 empty] | 0 | Water Injection<br>Selective Catalytic Reduction | Existing SCR | 0.0205 | 0.0205 | 0 |  |  | 0
WA | Centralia | 3845 | BW21 | Lewis | 1972-12-31 | 9697 | 729.9 | 46.7559 | -122.8578 | ARP | Tangentially-fired | Coal |  | Low NOx Burner Technology w/ Closed-coupled/Separated OFA | Electric Utility | Electric Services | 0.3256 | 4258.349 | 25600000 | 0.2658 | 3191.102 | 24600000 | 0.2847 | 3030.465 | 21900000 | 0.2749 | 1923.289 | 14100000 | 0.27 | 2896.322 | 21700000 | 0.2001 | 1926.508 | 19800000 | 0.232 | 1431.634 | 12500000 | 0.2181 | 2285.695 | 21000000 | 0.2175 | 1103.5 | 10300000 | 0.2153 | 792.2 | 7479407 | 28.8 |  | New SCR | 0.2001 | 0.06 | 304.4 | Shutdown | Gas Combined Cycle Replacement | 48.9 | 1054.6
WA | Centralia | 3845 | BW22 | Lewis | 1973-07-11 | 9769.8 | 729.9 | 46.7559 | -122.8578 | ARP | Tangentially-fired | Coal |  | Low NOx Burner Technology w/ Closed-coupled/Separated OFA | Electric Utility | Electric Services | 0.3088 | 4098.002 | 25700000 | 0.2513 | 2457.555 | 20200000 | 0.267 | 3342.198 | 25400000 | 0.2541 | 901.302 | 7325872.419 | 0.2224 | 2270.737 | 20500000 | 0.2442 | 1689.681 | 14200000 | 0.2342 | 1990.857 | 16900000 | 0.2289 | 1818.314 | 16000000 | 0.2194 | 1166.8 | 10600000 | 0.2076 | 767.6 | 7320914.8 | 29.7 |  | New SCR | 0.2076 | 0.06 | 319.1 | Shutdown | Gas Combined Cycle Replacement | 50.4 | 1116.5
WA | Chehalis Generation Facility | 55662 | CT1 | Lewis | 2003-06-13 | 2067 | 198.9 | 46.6226 | -122.9145 | ARP | Combined cycle | Natural Gas |  | Dry Low NOx Burners<br>Water Injection<br>Selective Catalytic Reduction | Electric Utility |  | 0.0126 | 4.402 | 784039.625 | 0.0106 | 13.378 | 3400978.9 | 0.0195 | 14.754 | 2441008.525 | 0.0114 | 13.415 | 2735933.075 | 0.0155 | 19.345 | 3511685.675 | 0.0186 | 15.203 | 2521989.219 | 0.0196 | 17.172 | 2858431.661 | 0.0342 | 16.77 | 2074554.989 | 0.0422 | 9 | 994991 | 0.0412 | 15 | 1483867.6 | 13.1 | Dry Low NOx Burners<br>Water Injection<br>Selective Catalytic Reduction | Existing SCR | 0.0106 | 0.0106 | 2.3 |  |  | 2.3
WA | Chehalis Generation Facility | 55662 | CT2 | Lewis | 2003-06-05 | 2067 | 198.9 | 46.6226 | -122.9145 | ARP | Combined cycle | Natural Gas |  | Dry Low NOx Burners<br>Water Injection<br>Selective Catalytic Reduction | Electric Utility |  | 0.0134 | 7.421 | 1138596.6 | 0.0121 | 17.486 | 3707585.7 | 0.0196 | 17.533 | 2722055.225 | 0.0153 | 13.777 | 2058636.25 | 0.016 | 18.131 | 3346962.9 | 0.0167 | 12.248 | 2203446.33 | 0.017 | 16.548 | 2928875.533 | 0.0424 | 23.449 | 2234554.784 | 0.0362 | 14 | 1547400.2 | 0.05 | 14.8 | 1297482.8 | 20.4 | Dry Low NOx Burners<br>Water Injection<br>Selective Catalytic Reduction | Existing SCR | 0.0121 | 0.0121 | 4.7 |  |  | 4.7
WA | Encogen Generating Station | 7870 | CT1 | Whatcom | 1993-07-01 | 505 | 39.4 | 48.746 | -122.486 | ARP | Combined cycle | Natural Gas |  | Selective Catalytic Reduction<br>Steam Injection | Electric Utility | [10 empty] | 0.0287 | 4.166 | 299412.9 | 0.032 | 6.148 | 396505.825 | 0.0245 | 1.572 | 135161.7 | 0.0255 | 9.576 | 767200.947 | 0.0271 | 4.675 | 375750.467 | 0.0322 | 0.8 | 58950 | 0.046 | 1.6 | 88118.5 | 3.2 | Selective Catalytic Reduction<br>Steam Injection | Existing SCR | 0.0245 | 0.0245 | 0.6 |  |  | 0.6
WA | Encogen Generating Station | 7870 | CT2 | Whatcom | 1993-07-01 | 505 | 39.4 | 48.746 | -122.486 | ARP | Combined cycle | Natural Gas |  | Selective Catalytic Reduction<br>Steam Injection | Electric Utility | [10 empty] | 0.0752 | 16.059 | 425417.9 | 0.0267 | 4.285 | 333644.325 | 0.0277 | 1.644 | 139938.125 | 0.0267 | 9.991 | 769742.476 | 0.0268 | 5.112 | 410418.535 | 0.0331 | 0.8 | 58849 | 0.0557 | 2.5 | 101131.3 | 3.2 | Selective Catalytic Reduction<br>Steam Injection | Existing SCR | 0.0267 | 0.0267 | 0.7 |  |  | 0.7
WA | Encogen Generating Station | 7870 | CT3 | Whatcom | 1993-07-01 | 505 | 39.4 | 48.746 | -122.486 | ARP | Combined cycle | Natural Gas |  | Selective Catalytic Reduction<br>Steam Injection | Electric Utility | [10 empty] | 0.0252 | 5.131 | 418995.95 | 0.0309 | 5.041 | 333857.1 | 0.028 | 1.518 | 132675.5 | 0.0253 | 10.027 | 804620.867 | 0.0277 | 4.627 | 367861.963 | 0.0334 | 0.9 | 62614.7 | 0.0499 | 1.8 | 90288.9 | 3.4 | Selective Catalytic Reduction<br>Steam Injection | Existing SCR | 0.0252 | 0.0252 | 0.7 |  |  | 0.7
WA | Ferndale Generating Station | 54537 | CT-1A | Whatcom | 1994-04-01 | 1340 | 95.9 | 48.8283 | -122.6853 | ARP | Combined cycle | Natural Gas | Diesel Oil | Selective Catalytic Reduction<br>Steam Injection | Electric Utility | [28 empty] | 0.0242 | 1.4 | 121208.3 | 0 | Selective Catalytic Reduction<br>Steam Injection | Existing SCR | 0.0242 | 0.0242 | 0 |  |  | 0
WA | Ferndale Generating Station | 54537 | CT-1B | Whatcom | 1994-04-01 | 1340 | 95.9 | 48.8283 | -122.6853 | ARP | Combined cycle | Natural Gas | Diesel Oil | Selective Catalytic Reduction<br>Steam Injection | Electric Utility | [28 empty] | 0.0329 | 1.7 | 126490.4 | 0 | Selective Catalytic Reduction<br>Steam Injection | Existing SCR | 0.0329 | 0.0329 | 0 |  |  | 0
WA | Finley Combustion Turbine | 7945 | 1 | Benton | 2001-11-01 | 303 | 171 | 46.1572 | -119.0094 | ARP | Combustion turbine | Natural Gas |  | Water Injection<br>Ammonia Injection<br>Selective Catalytic Reduction | Electric Utility |  | 0.0178 | 0.191 | 24875.347 | 0.0192 | 0.066 | 9307.534 | 0.0354 | 0.086 | 6508.888 | 0.0176 | 0.396 | 54278.08 | [18 empty] | 0 | Water Injection<br>Ammonia Injection<br>Selective Catalytic Reduction | Existing SCR | 0.0176 | 0.0176 | 0 |  |  | 0
WA | Frederickson Power LP | 55818 | F1CT | Pierce | 2002-08-19 | 2137 | 192 | 47.0864 | -122.3644 | ARP | Combined cycle | Pipeline Natural Gas |  | Dry Low NOx Burners<br>Ammonia Injection<br>Selective Catalytic Reduction | Electric Utility |  | 0.0147 | 19.295 | 3313987.875 | 0.0145 | 17.404 | 3297944.125 | 0.0155 | 12.567 | 2420695.425 | 0.0107 | 17.293 | 3733094.275 | 0.0129 | 17.9 | 3314545.625 | 0.0135 | 16.482 | 2945710.216 | 0.0125 | 17.877 | 3305784.163 | 0.011 | 16.013 | 3057404.075 | 0.0168 | 4.8 | 796085.6 | 0.0174 | 7.3 | 1167492.5 | 10.1 | Dry Low NOx Burners<br>Ammonia Injection<br>Selective Catalytic Reduction | Existing SCR | 0.0107 | 0.0107 | 3.1 |  |  | 3.1
WA | Fredonia Generating Station | 607 | CT3 | Skagit | 2001-07-08 | 755 | 58.9 | 48.4553 | -122.435 | ARP | Combustion turbine | Natural Gas | Diesel Oil | Water Injection<br>Selective Catalytic Reduction | Electric Utility |  | 0.0273 | 0.468 | 57703.047 | 0.0179 | 0.333 | 43068.324 | 0.835 | 10.858 | 26006.771 | 0.0478 | 2.468 | 119860.985 | 0.0244 | 0.899 | 97881.283 | 0.0478 | 0.224 | 17851.993 | 0.0207 | 2.608 | 349273.879 | 0.0208 | 1.792 | 217443.256 | 0.0245 | 1.3 | 146603.6 | 0.0263 | 0.3 | 38874.6 | 5.3 | Water Injection<br>Selective Catalytic Reduction | Existing SCR | 0.0179 | 0.0179 | 0.9 |  |  | 0.9
WA | Fredonia Generating Station | 607 | CT4 | Skagit | 2001-07-15 | 755 | 58.9 | 48.4553 | -122.435 | ARP | Combustion turbine | Natural Gas | Diesel Oil | Water Injection<br>Selective Catalytic Reduction | Electric Utility |  | 0.0175 | 0.563 | 78249.318 | 0.0168 | 0.34 | 43255.07 | 0.6949 | 12.051 | 32798.617 | 0.0338 | 1.194 | 118433.17 | 0.021 | 0.675 | 81701.026 | 0.0758 | 0.399 | 13547.008 | 0.0207 | 3.042 | 386450.374 | 0.023 | 2.09 | 258624.564 | 0.0258 | 1.2 | 141693.5 | 0.0224 | 0.5 | 60362 | 5.1 | Water Injection<br>Selective Catalytic Reduction | Existing SCR | 0.0168 | 0.0168 | 0.8 |  |  | 0.8
WA | Goldendale Generating Station | 55482 | CT-1 | Klickitat | 2004-07-09 | 2042 | 166 | 45.8114 | -120.833 | ARP | Combined cycle | Pipeline Natural Gas |  | Dry Low NOx Burners<br>Selective Catalytic Reduction | Electric Utility |  |  |  |  | 0.026 | 0.455 | 61363.425 | 0.0201 | 12.385 | 2338794.725 | 0.0106 | 12.935 | 3377000.375 | 0.0262 | 8.208 | 1203505.725 | 0.0103 | 11.502 | 2885149.599 | 0.0097 | 15.256 | 3890228.211 | 0.0096 | 12.002 | 3114974.314 | 0.0146 | 7.6 | 1643338.2 | 0.0183 | 10.2 | 1794837.3 | 21.9 | Dry Low NOx Burners<br>Selective Catalytic Reduction | Existing SCR | 0.0096 | 0.0096 | 5 |  |  | 5
WA | Grays Harbor Energy Center | 7999 | 1 | Grays Harbor | 2008-02-01 | 3000 | 175 | 46.9688 | -123.48 | ARP | Combined cycle | Natural Gas |  | Dry Low NOx Burners<br>Selective Catalytic Reduction | Electric Utility | [19 empty] | 0.0096 | 16.236 | 4002429.042 | 0.0095 | 13.64 | 3388986.974 | 0.0334 | 4 | 532025.2 | 0.0313 | 2.2 | 355164.1 | 4.8 | Dry Low NOx Burners<br>Selective Catalytic Reduction | Existing SCR | 0.0095 | 0.0095 | 1.1 |  |  | 1.1
WA | Grays Harbor Energy Center | 7999 | 2 | Grays Harbor | 2008-02-07 | 3000 | 175 | 46.9688 | -123.48 | ARP | Combined cycle | Natural Gas |  | Dry Low NOx Burners<br>Selective Catalytic Reduction | Electric Utility | [19 empty] | 0.0102 | 17.568 | 3871044.635 | 0.0147 | 20.141 | 3345394.657 | 0.035 | 3.7 | 500386.1 | 0.0381 | 2.6 | 356626.8 | 4.5 | Dry Low NOx Burners<br>Selective Catalytic Reduction | Existing SCR | 0.0102 | 0.0102 | 1.1 |  |  | 1.1
WA | Mint Farm Generating Station | 55700 | CTG1 | Cowlitz | 2008-01-06 | 2358 | 186 | 46.1403 | -122.9842 | ARP | Combined cycle | Natural Gas |  | Dry Low NOx Burners<br>Selective Catalytic Reduction | Electric Utility | [19 empty] | 0.0085 | 16.664 | 4440186.992 | 0.0104 | 15.703 | 3867780.735 | 0.0139 | 9.2 | 1994643.4 | 0.0141 | 12.2 | 2630686.6 | 23 | Dry Low NOx Burners<br>Selective Catalytic Reduction | Existing SCR | 0.0085 | 0.0085 | 5.6 |  |  | 5.6
WA | River Road | 7605 | 1 | Clark | 1997-12-08 | 1900 | 248 | 45.65 | -122.7231 | ARP | Combined cycle | Natural Gas |  | Selective Catalytic Reduction | Electric Utility |  | 0.011 | 18.336 | 3712915.725 | 0.0135 | 23.205 | 3672787.125 | 0.0138 | 22.178 | 3551104.325 | 0.0133 | 18.245 | 2918314 | 0.0152 | 24.704 | 3835611.196 | 0.0149 | 19.337 | 3022157.491 | 0.0143 | 23.678 | 3770944.624 | 0.0217 | 22.112 | 3152943.584 | 0.0225 | 18.1 | 2452137.5 | 0.0219 | 16.1 | 2173667.4 | 35.1 | Selective Catalytic Reduction | Existing SCR | 0.011 | 0.011 | 8.9 |  |  | 8.9
WA | Sumas Generating Station | 54476 | CT-1 | Whatcom | 1993-04-16 | 1200 | 87.8 | 48.9905 | -122.2733 | ARP | Combined cycle | Natural Gas |  | Selective Catalytic Reduction<br>Steam Injection | Electric Utility | [19 empty] | 0.0188 | 20.509 | 2211611.307 | 0.0171 | 14.3 | 1716566.705 | 0.0207 | 6 | 638012.2 | 0.0181 | 8.4 | 996387 | 14.5 | Selective Catalytic Reduction<br>Steam Injection | Existing SCR | 0.0171 | 0.0171 | 5 |  |  | 5
WI | Alma | 4140 | B1 | Buffalo | 1947-04-15 | 570 | 54.4 | 44.3085 | -91.9106 | ARP | Dry bottom wall-fired boiler | Coal |  |  | Electric Utility | Electric Services | 0.6104 | 131.5 | 442348.815 | 0.7449 | 174.988 | 480180.393 | [24 empty] | 0 |  | New SNCR | 0.6104 | 0.36624 | 0 |  |  | 0
WI | Alma | 4140 | B2 | Buffalo | 1947-04-15 | 570 | 54.4 | 44.3085 | -91.9106 | ARP | Dry bottom wall-fired boiler | Coal |  |  | Electric Utility | Electric Services | 0.5937 | 121.289 | 408952.215 | 0.733 | 171.69 | 470750.617 | [24 empty] | 0 |  | New SNCR | 0.5937 | 0.35622 | 0 |  |  | 0
WI | Alma | 4140 | B3 | Buffalo | 1951-11-15 | 681 | 54.4 | 44.3085 | -91.9106 | ARP | Dry bottom wall-fired boiler | Coal |  |  | Electric Utility | Electric Services | 0.59 | 134.346 | 450504.551 | 0.7361 | 170.216 | 458612.929 | [24 empty] | 0 |  | New SNCR | 0.59 | 0.354 | 0 |  |  | 0
WI | Alma | 4140 | B4 | Buffalo | 1957-09-15 | 785 | 54.4 | 44.3085 | -91.9106 | ARP | Dry bottom wall-fired boiler | Coal |  |  | Electric Utility | Electric Services | 0.7649 | 462.589 | 1194081.451 | 0.9417 | 554.858 | 1168128.455 | 0.7613 | 485.893 | 1271660.505 | 0.7084 | 441.047 | 1228890.25 | 0.7854 | 521.72 | 1293786.368 | 0.6785 | 370.551 | 1072001.528 | 0.5499 | 65.115 | 231079.411 | 0.3622 | 73.465 | 382795.289 | 0.4475 | 52.7 | 236981 | 0.3992 | 52.6 | 251917.8 | 8.2 | SNCR | Existing SNCR | 0.3622 | 0.3622 | 42.6 |  |  | 42.6
WI | Alma | 4140 | B5 | Buffalo | 1960-03-15 | 1084 | 81.6 | 44.3085 | -91.9106 | ARP | Dry bottom wall-fired boiler | Coal |  |  | Electric Utility | Electric Services | 0.7622 | 633.334 | 1617896.116 | 0.9471 | 801.747 | 1665065.006 | 0.7597 | 652.644 | 1698016.045 | 0.6996 | 721.853 | 2032896.625 | 0.7864 | 771.772 | 1885927.657 | 0.6815 | 636.801 | 1829967.833 | 0.408 | 155.545 | 757536.534 | 0.3506 | 131.494 | 732092.58 | 0.4475 | 100.7 | 461368.2 | 0.375 | 94.8 | 489909.7 | 11.6 | SNCR | Existing SNCR | 0.3506 | 0.3506 | 78.9 |  |  | 78.9
WI | Bay Front | 3982 | 5 | Ashland | 1960-12-01 | 597 | 27.2 | 46.5869 | -90.9017 | ARP | Cyclone boiler | Coal | Pipeline Natural Gas |  | Electric Utility | Electric Services | 0.9874 | 309.628 | 627706.85 | 0.9046 | 320.113 | 718469.925 | 0.8688 | 330.143 | 769708.75 | 0.8006 | 305.005 | 760369.85 | 0.9156 | 438.012 | 957630.225 | 0.9246 | 409.6 | 884027.325 | 0.9039 | 363.088 | 803137.925 | 0.8797 | 260.111 | 584806.376 | 0.8621 | 85.3 | 194948.5 | 0.4325 | 11.7 | 51590.1 | 8.9 |  | New SNCR | 0.4325 | 0.2595 | 25.7 | Shutdown | Gas Combined Cycle Replacement | 0.9 | 84.3
WI | Blount Street | 3992 | 3 | Dane | 1968-08-01 | 301 | 34.5 | 43.0792 | -89.3739 | ARP | Cyclone boiler | Natural Gas | Diesel Oil |  | Electric Utility | Combination Utility Services | 0.3359 | 8.056 | 39333.07 | 0.3382 | 5.011 | 25852.87 | 0.2838 | 3.636 | 22845.798 | 0.2818 | 0.663 | 3906.95 | 0.2796 | 0.091 | 616.721 | 0.351 | 0.93 | 4041.495 | 0.2937 | 0.604 | 2953.03 | 0.3741 | 2.047 | 9144.144 | 0.4643 | 3.6 | 13182.1 |  |  |  | 1.2 |  | New SNCR | 0.2796 | 0.16776 | 1.3 | Shutdown | Gas Combined Cycle Replacement | 0.1 | 3.5
WI | Blount Street | 3992 | 5 | Dane | 1938-12-01 | 331 | 34.5 | 43.0792 | -89.3739 | ARP | Wet bottom vertically-fired boiler | Natural Gas |  |  | Electric Utility | Combination Utility Services | 0.1144 | 4.138 | 62375.885 | 0.1199 | 4.206 | 63322.7 | 0.1074 | 5.307 | 90487.268 | 0.1443 | 3.609 | 43584.606 | 0.1365 | 0.784 | 11532.58 | 0.1374 | 0.464 | 6417.485 | 0.1366 | 0.439 | 6308.005 | [5 empty] | 0 |  |  |  | 0 |  | New SNCR | 0.1074 | 0.06444 | 0 | Shutdown | Gas Combined Cycle Replacement/No operation 2011 | 0 | 0
WI | Blount Street | 3992 | 6 | Dane | 1943-05-01 | 344 | 50 | 43.0792 | -89.3739 | ARP | Wet bottom wall-fired boiler | Natural Gas |  |  | Electric Utility | Combination Utility Services | 0.1386 | 4.871 | 83478.366 | 0.1397 | 1.206 | 24447.305 | 0.1304 | 4.237 | 79039.558 | 0.1661 | 3.778 | 46607.013 | 0.0994 | 0.455 | 8986.969 | 0.1051 | 0.464 | 7226.341 | 0.103 | 0.736 | 13138.296 | 0.1123 | 0.945 | 14256.814 | 0.1291 | 1.4 | 17310.8 |  |  |  | 1.4 |  | Low Ozone Season Rate | 0.0994 | 0.0994 | 1 | Gas Conversion | 0.1 NOx Rate Gas Conv Wall/Tang | 1 | 0.3
WI | Blount Street | 3992 | 7 | Dane | 1949-12-01 | 313 | 50 | 43.0792 | -89.3739 | ARP | Cell burner boiler | Coal | Pipeline Natural Gas |  | Electric Utility | Combination Utility Services | 0.5494 | 132.46 | 452482.112 | 0.5006 | 165.048 | 622096.747 | 0.5007 | 136.297 | 466958.44 | 0.3943 | 51.835 | 208780.287 | 0.4076 | 26.026 | 87675.725 | 0.4877 | 34.893 | 102310.133 | 0.2018 | 1.157 | 5313.865 | 0.3204 | 2.741 | 10181.436 | 0.2094 | 6.9 | 44091.7 |  |  |  | 3.8 |  | New SNCR | 0.2018 | 0.12108 | 4 | Gas Conversion | 0.1 NOx Rate Gas Conv Cell | 3.3 | 3.6
WI | Blount Street | 3992 | 8 | Dane | 1957-06-01 | 545 | 50 | 43.0792 | -89.3739 | ARP | Dry bottom wall-fired boiler |  | Coal, Pipeline Natural Gas | Other | Electric Utility | Combination Utility Services | 0.3696 | 206.558 | 1087433.556 | 0.4046 | 216.936 | 1052827.607 | 0.3535 | 193.37 | 1011141.642 | 0.3412 | 110.532 | 553286.844 | 0.2932 | 96 | 538509.108 | 0.2932 | 86.686 | 469816.733 | 0.2426 | 15.396 | 98976.589 | 0.1262 | 11.598 | 136193.966 | 0.1122 | 12.4 | 172068.1 |  |  |  | 8.6 |  | New SNCR | 0.1122 | 0.06732 | 7.5 | Gas Conversion | 0.1 NOx Rate Gas Conv Wall/Tang | 11.1 | 1.4
WI | Blount Street | 3992 | 8 | Dane | 1957-06-01 | 675 | 50 | 43.0792 | -89.3739 | ARP, CAIRNOX, CAIROS, CAIRSO2, TRNOX, TRSO2G1 | Dry bottom wall-fired boiler | Natural Gas |  | Other | Electric Utility | Combination Utility Services | [26 empty] | 0 | 0.1279 | 27.2 | 330816.5 | 0 |  | New SNCR | 0.1279 | 0.07674 | 0 | Gas Conversion | 0.1 NOx Rate Gas Conv Wall/Tang/No operation 2011 | 0 | 0
WI | Blount Street | 3992 | 9 | Dane | 1961-07-01 | 545 | 50 | 43.0792 | -89.3739 | ARP | Dry bottom wall-fired boiler |  | Coal, Pipeline Natural Gas |  | Electric Utility | Combination Utility Services | 0.4224 | 195.742 | 910679.649 | 0.4345 | 361.167 | 1626358.513 | 0.3723 | 191.921 | 999397.857 | 0.3503 | 114.541 | 558553.936 | 0.302 | 92.947 | 474193.677 | 0.3648 | 130.63 | 566242.808 | 0.2519 | 10.298 | 63836.079 | 0.2151 | 42.8 | 286940.38 | 0.122 | 13.8 | 164352.5 |  |  |  | 8.2 |  | New SNCR | 0.122 | 0.0732 | 8.3 | Gas Conversion | 0.1 NOx Rate Gas Conv Wall/Tang | 11.3 | 2.5
WI | Blount Street | 3992 | 9 | Dane | 1961-07-01 | 675 | 50 | 43.0792 | -89.3739 | ARP, CAIRNOX, CAIROS, CAIRSO2, TRNOX, TRSO2G1 | Dry bottom wall-fired boiler | Natural Gas |  | Other | Electric Utility | Combination Utility Services | [26 empty] | 0 | 0.1438 | 33.8 | 346006.8 | 0 |  | New SNCR | 0.1438 | 0.08628 | 0 | Gas Conversion | 0.1 NOx Rate Gas Conv Wall/Tang/No operation 2011 | 0 | 0
WI | Blount Street | 3992 | 11 | Dane | 1964-12-01 | 168 |  | 43.0792 | -89.3739 | ARP | Dry bottom wall-fired boiler | Natural Gas | Diesel Oil |  | Electric Utility | Combination Utility Services | 0.1111 | 1.589 | 27446.057 | 0.1085 | 0.338 | 6061.503 | 0.1036 | 0.584 | 11107.278 | 0.099 | 0.007 | 136.255 | [14 empty] | 0 |  |  |  | 0 |  | Low Ozone Season Rate | 0.099 | 0.099 | 0 | Gas Conversion | 0.1 NOx Rate Gas Conv Wall/Tang/No operation 2011 | 0 | 0
WI | Columbia | 8023 | 1 | Columbia | 1975-03-19 | 6501 | 512 | 43.4864 | -89.4203 | ARP | Tangentially-fired | Coal |  | Low NOx Burner Technology w/ Separated OFA | Electric Utility | Electric Services | 0.1372 | 1364.224 | 20000000 | 0.1381 | 1340.484 | 19300000 | 0.1412 | 1329.903 | 18700000 | 0.1458 | 1327.621 | 18100000 | 0.1416 | 1277.258 | 18500000 | 0.1389 | 1280.629 | 18700000 | 0.139 | 1039.006 | 14700000 | 0.1373 | 1305.352 | 19000000 | 0.1509 | 1413.3 | 18700000 | 0.1393 | 1429.7 | 20500000 | 78.2 |  | New SCR | 0.1372 | 0.06 | 561.9 |  |  | 561.9
WI | Columbia | 8023 | 2 | Columbia | 1978-02-20 | 6300 | 511 | 43.4864 | -89.4203 | ARP | Tangentially-fired | Coal |  |  | Electric Utility | Electric Services | 0.3469 | 3265.187 | 18400000 | 0.3342 | 2948.434 | 17200000 | 0.1293 | 1255.204 | 19500000 | 0.1288 | 1069.009 | 17000000 | 0.1244 | 1076.041 | 17600000 | 0.1311 | 1139.631 | 17900000 | 0.1355 | 1010.081 | 15400000 | 0.1278 | 1170.654 | 18400000 | 0.144 | 1081 | 15200000 | 0.137 | 1254.3 | 18500000 | 65.7 |  | New SCR | 0.1244 | 0.06 | 450.4 |  |  | 450.4
WI | Combined Locks Energy Center, LLC | 55558 | B06 | Outagamie | 2002-04-01 | 587 | 48 | 44.2717 | -88.3011 | ARP, CAIRNOX, CAIROS, CAIRSO2, TRNOX, TRSO2G1 | Combustion turbine | Pipeline Natural Gas |  | Water Injection<br>Selective Catalytic Reduction | Electric Utility |  | 0.0107 | 2.845 | 600030.606 | 0.0157 | 1.248 | 237525.558 | 0.0141 | 2.735 | 529376.528 | 0.0155 | 1.459 | 280353.127 | 0.017 | 2.043 | 389844.074 | 0.0163 | 0.914 | 170926.879 | 0.0144 | 1.273 | 223703.419 | 0.0157 | 1.143 | 207019.46 | 0.014 | 1.1 | 215447.4 |  |  |  | 10 | Water Injection<br>Selective Catalytic Reduction | Existing SCR | 0.0107 | 0.0107 | 0.9 |  |  | 0.9
WI | Concord | 7159 | **1 | Jefferson | 1993-07-07 | 1337 | 95.4 | 43.1669 | -88.69 | ARP, CAIRNOX, CAIROS, CAIRSO2, TRNOX, TRSO2G1 | Combustion turbine | Pipeline Natural Gas | Diesel Oil | Water Injection | Electric Utility |  | 0.0796 | 2.401 | 57943.9 | 0.0859 | 2.948 | 67336.45 | 0.072 | 30.647 | 851299.975 | 0.0837 | 11.641 | 286737 | 0.0787 | 19.291 | 487552.725 | 0.0782 | 4.646 | 118138.75 | 0.0776 | 1.875 | 48131.99 | 0.0782 | 6.567 | 166895.537 | 0.1097 | 2.8 | 50644.2 | 0.07 | 9.1 | 260783.7 | 1 | Water Injection | Low Ozone Season Rate | 0.07 | 0.07 | 1.8 |  |  | 1.8
WI | Concord | 7159 | **2 | Jefferson | 1993-07-07 | 1249 | 95.4 | 43.1669 | -88.69 | ARP, CAIRNOX, CAIROS, CAIRSO2, TRNOX, TRSO2G1 | Combustion turbine | Pipeline Natural Gas | Diesel Oil | Water Injection | Electric Utility |  | 0.091 | 3.208 | 68323.1 | 0.1046 | 2.258 | 42264.4 | 0.086 | 31.69 | 736968.65 | 0.0831 | 13.834 | 332014.625 | 0.0783 | 23.617 | 599956.55 | 0.0817 | 1.978 | 46766.3 | 0.0759 | 1.213 | 32142.03 | 0.0751 | 3.375 | 90511.326 | 0.0756 | 2.9 | 76744 | 0.0856 | 9.9 | 229243.1 | 1.7 | Water Injection | Low Ozone Season Rate | 0.0751 | 0.0751 | 2.9 |  |  | 2.9
WI | Concord | 7159 | **3 | Jefferson | 1994-05-24 | 1260 | 95.4 | 43.1669 | -88.69 | ARP, CAIRNOX, CAIROS, CAIRSO2, TRNOX, TRSO2G1 | Combustion turbine | Pipeline Natural Gas | Diesel Oil | Water Injection | Electric Utility |  | 0.0804 | 1.236 | 30234.325 | 0.0929 | 3.354 | 69689.1 | 0.085 | 31.61 | 743763.7 | 0.0808 | 6.028 | 149282.325 | 0.0807 | 8.942 | 221526.95 | 0.0827 | 3.262 | 78830.775 | 0.1029 | 3.936 | 77090.102 | 0.0771 | 4.255 | 107708.622 | 0.076 | 1.2 | 30178.4 | 0.0776 | 7.8 | 196182.5 | 0.7 | Water Injection | Low Ozone Season Rate | 0.076 | 0.076 | 1.2 |  |  | 1.2
WI | Concord | 7159 | **4 | Jefferson | 1994-05-25 | 1254 | 95.4 | 43.1669 | -88.69 | ARP, CAIRNOX, CAIROS, CAIRSO2, TRNOX, TRSO2G1 | Combustion turbine | Pipeline Natural Gas | Diesel Oil | Water Injection | Electric Utility |  | 0.0718 | 1.727 | 46608.65 | 0.0907 | 2.693 | 57524.225 | 0.092 | 27.321 | 593945.4 | 0.0876 | 3.984 | 92258.95 | 0.0849 | 10.619 | 254998.6 | 0.0916 | 3.577 | 78209.5 | 0.1044 | 4.544 | 86553.857 | 0.0768 | 5.051 | 134535.49 | 0.0786 | 4.5 | 115416.7 | 0.0771 | 14 | 369546 | 2.5 | Water Injection | Low Ozone Season Rate | 0.0718 | 0.0718 | 4.1 |  |  | 4.1
WI | Depere Energy Center | 55029 | B01 | Brown | 1999-06-01 | 2213 | 187.2 | 44.4489 | -88.0731 | ARP, CAIRNOX, CAIROS, CAIRSO2, TRNOX, TRSO2G1 | Combustion turbine | Pipeline Natural Gas | Diesel Oil | Water Injection | Electric Utility |  | 0.0748 | 26.091 | 741841.375 | 0.0768 | 13.285 | 365298.4 | 0.0729 | 49.966 | 1462724.425 | 0.0895 | 17.656 | 428394.891 | 0.0975 | 22.114 | 489207.211 | 0.0919 | 11.371 | 262371.269 | 0.1237 | 2.541 | 41685.253 | 0.0923 | 10.573 | 238860.938 | 0.0966 | 10.1 | 216317.2 | 0.0933 | 23.3 | 514495.6 | 2.7 | Water Injection | Low Ozone Season Rate | 0.0729 | 0.0729 | 7.6 |  |  | 7.6
WI | DTE Stoneman, LLC | 4146 | B2 | Grant | 1951-07-01 | 532 | 35 | 42.7083 | -90.9853 | ARP, CAIRNOX, CAIROS, CAIRSO2 | Dry bottom wall-fired boiler | Wood | Other Oil | Selective Non-catalytic Reduction | Electric Utility | Electric Services | [24 empty] | 0.201 | 101.8 | 1013663.8 | 0.1899 | 94.3 | 988771.9 | 51.9 | SNCR | Exisiting SNCR | 0.1899 | 0.1899 | 96.2 | Biomass Conv | 0.15 NOx Rate Conventional Blr | 76 | 25.8
WI | DTE Stoneman, LLC | 4146 | B2 | Grant | 1951-07-01 | 532 | 35 | 42.7083 | -90.9853 | ARP | Dry bottom wall-fired boiler | Coal | Other Oil |  | Electric Utility | Electric Services | 0.2963 | 4.507 | 25018.706 | 0.3685 | 26.572 | 135173.124 | 0.3506 | 36.829 | 191472.766 | 0.3477 | 26.217 | 136546.252 | 0.3744 | 40.543 | 205791.129 | 0.2535 | 4.773 | 32249.886 |  |  |  | 0.596 | 73.265 | 235732.459 |  |  |  | 0.1899 | 94.3 | 988771.9 | 0 |  | New SNCR | 0.1899 | 0.11394 | 0 | Biomass Conv | 0.15 NOx Rate Conventional Blr/ No operation 2011 | 0 | 0
WI | Edgewater (4050) | 4050 | 3 | Sheboygan | 1951-07-01 | 1194 | 60 | 43.715 | -87.7094 | ARP | Cyclone boiler | Coal | Refuse | Overfire Air | Electric Utility | Electric Services | 0.3854 | 385.462 | 1919551.18 | 0.4789 | 478.83 | 1925804.914 | 0.299 | 268.299 | 1883169.573 | 0.267 | 291.986 | 2295860.816 | 0.351 | 292.873 | 1825646.729 | 0.4277 | 325.762 | 1630922.823 | 0.1921 | 121.596 | 1279897.074 | 0.2257 | 49.305 | 418047.71 | 0.1952 | 113 | 1159461.6 | 0.1582 | 10.7 | 134015.3 | 26.4 | SNCR | Existing SNCR | 0.1582 | 0.1582 | 91.6 | Shutdown | Gas Combined Cycle Replacement | 5.5 | 107.5
WI | Edgewater (4050) | 4050 | 4 | Sheboygan | 1969-12-01 | 4629 | 330 | 43.715 | -87.7094 | ARP | Cyclone boiler | Coal | Refuse | Overfire Air | Electric Utility | Electric Services | 0.2881 | 1433.687 | 9878404.73 | 0.3136 | 1556.398 | 9935351.964 | 0.1755 | 761.999 | 8626444.406 | 0.1685 | 807.557 | 9604297.905 | 0.1709 | 699.115 | 8092965.059 | 0.1759 | 791.738 | 8949240.098 | 0.1232 | 404.427 | 6682954.609 | 0.1381 | 638.933 | 9380254.279 | 0.1432 | 620 | 8775069.1 | 0.1514 | 451.6 | 6358319.9 | 51.6 | SNCR | New SCR | 0.1232 | 0.0616 | 266.7 | Shutdown | Gas Combined Cycle Replacement | 41.7 | 578.3
WI | Edgewater (4050) | 4050 | 5 | Sheboygan | 1985-03-01 | 5424 | 380 | 43.715 | -87.7094 | ARP | Dry bottom wall-fired boiler | Coal |  | Low NOx Burner Technology (Dry Bottom only) | Electric Utility | Electric Services | 0.1905 | 1214.923 | 12500000 | 0.1798 | 1133.792 | 12400000 | 0.2 | 846.715 | 8772770.341 | 0.1951 | 1217.488 | 12500000 | 0.1797 | 758.604 | 9603406.862 | 0.1576 | 797.482 | 10600000 | 0.1509 | 699.271 | 9841449.761 | 0.1522 | 874.861 | 11800000 | 0.16 | 784.2 | 10700000 | 0.1581 | 740.9 | 9728701.9 | 54 | NewSCR | NewSCR | 0.1509 | 0.06 | 294.1 |  |  | 294.1
WI | Elk Mound Generating Station | 7863 | 1 | Chippewa | 2001-05-23 | 565 | 35.5 | 44.9019 | -91.5678 | ARP, CAIRNOX, CAIROS, CAIRSO2, TRNOX, TRSO2G1 | Combustion turbine | Pipeline Natural Gas | Diesel Oil | Dry Low NOx Burners<br>Water Injection | Electric Utility |  | 0.0518 | 1.865 | 72936.925 | 0.0523 | 1.232 | 47676.625 | 0.051 | 1.408 | 55261.125 | 0.0593 | 1.667 | 56082.85 | 0.0482 | 2.054 | 85260.725 | 0.0848 | 0.042 | 682.73 | 0.0647 | 0.119 | 3404.972 | 0.0465 | 1.685 | 72380.064 | 0.0623 | 1.8 | 54888.8 | 0.0394 | 2.5 | 125434.8 | 2.6 | Dry Low NOx Burners<br>Water Injection | Low Ozone Season Rate | 0.0394 | 0.0394 | 1.2 |  |  | 1.2
WI | Elk Mound Generating Station | 7863 | 2 | Chippewa | 2001-06-03 | 565 | 35.5 | 44.9019 | -91.5678 | ARP, CAIRNOX, CAIROS, CAIRSO2, TRNOX, TRSO2G1 | Combustion turbine | Pipeline Natural Gas | Diesel Oil | Dry Low NOx Burners<br>Water Injection | Electric Utility |  | 0.0423 | 1.548 | 73811 | 0.0436 | 1.063 | 49927.975 | 0.0416 | 1.347 | 67463.8 | 0.0598 | 1.758 | 57922.025 | 0.0455 | 2.49 | 109005.975 | 0.0548 | 0.053 | 1112.742 | 0.0894 | 0.049 | 677.293 | 0.0466 | 1.62 | 70503.847 | 0.0613 | 1.7 | 54204.6 | 0.0554 | 3.4 | 120804.6 | 2.6 | Dry Low NOx Burners<br>Water Injection | Low Ozone Season Rate | 0.0416 | 0.0416 | 1.2 |  |  | 1.2
WI | Elm Road Generating Station | 56068 | 1 | Milwaukee | 2009-10-07 | 6537 | 701.3 | 42.8445 | -87.829 | ARP, CAIRNOX, CAIROS, CAIRSO2 | Dry bottom wall-fired boiler | Coal | Liquified Petroleum Gas, Pipeline Natural Gas | Selective Catalytic Reduction | Electric Utility | [22 empty] | 0.049 | 168.055 | 6989509.087 | 0.0525 | 337.6 | 13200000 | 0.0522 | 155.7 | 6045650.5 | 54.8 | SCR | Existing SCR | 0.049 | 0.049 | 315.1 |  |  | 315.1
WI | Elm Road Generating Station | 56068 | 2 | Milwaukee | 2010-07-16 | 6336 | 701.3 | 42.8445 | -87.829 | ARP, CAIRNOX, CAIROS, CAIRSO2 | Dry bottom wall-fired boiler (Started Apr 20, 2010) | Coal | Liquified Petroleum Gas, Pipeline Natural Gas | Selective Catalytic Reduction | Electric Utility | [22 empty] | 0.0569 | 30.102 | 1051266.482 | 0.0497 | 251 | 10200000 | 0.0507 | 193.4 | 7751232 | 44 | SCR | Existing SCR | 0.0497 | 0.0497 | 251 |  |  | 251
WI | Fitchburg Generating Station | 3991 | 1 | Dane | 1973-05-01 | 365.9 | 28.8 | 43.0149 | -89.4603 | CAIRNOX, CAIROS, CAIRSO2, TRNOX, TRSO2G1 | Combustion turbine | Pipeline Natural Gas |  |  | Electric Utility | [19 empty] | 0.41 | 1.444 | 7043.7 | 0.41 | 5.317 | 25938.9 | 0.41 | 3.6 | 17636.4 | 0.41 | 7 | 34226.3 | 1.3 | None Reported | Water Injection | 0.41 | 0.246 | 2.2 |  |  | 2.2
WI | Fitchburg Generating Station | 3991 | 2 | Dane | 1973-05-01 | 365.9 | 28.8 | 43.0149 | -89.4603 | CAIRNOX, CAIROS, CAIRSO2, TRNOX, TRSO2G1 | Combustion turbine | Pipeline Natural Gas |  |  | Electric Utility | [16 empty] | 0.41 | 2.325 | 11342.9 | 0.41 | 3.188 | 15551 | 0.41 | 4.079 | 19901.3 | 0.41 | 4 | 19338 | 0.41 | 6.6 | 32415.4 | 1.4 | None Reported | Water Injection | 0.41 | 0.246 | 2.4 |  |  | 2.4
WI | Fox Energy Company LLC | 56031 | CTG-1 | Outagamie | 2005-10-15 | 2873.3 | 185 | 44.3204 | -88.2089 | ARP, CAIRNOX, CAIROS, CAIRSO2, TRNOX, TRSO2G1 | Combined cycle | Pipeline Natural Gas | Diesel Oil | Dry Low NOx Burners<br>Water Injection<br>Selective Catalytic Reduction | Electric Utility | [10 empty] | 0.0242 | 13.742 | 2052137.541 | 0.024 | 5.124 | 780086.182 | 0.0272 | 6.556 | 943164.22 | 0.0276 | 7.345 | 1046862.86 | 0.0216 | 9.145 | 1512099.559 | 0.0221 | 15 | 2465262.8 | 0.0109 | 19.7 | 4414616.2 | 23.4 | Dry Low NOx Burners<br>Water Injection<br>Selective Catalytic Reduction | Existing SCR | 0.0109 | 0.0109 | 7.4 |  |  | 7.4
WI | Fox Energy Company LLC | 56031 | CTG-2 | Outagamie | 2005-04-28 | 2587 | 185 | 44.3204 | -88.2089 | ARP, CAIRNOX, CAIROS, CAIRSO2, TRNOX, TRSO2G1 | Combined cycle | Pipeline Natural Gas | Diesel Oil | Dry Low NOx Burners<br>Water Injection<br>Selective Catalytic Reduction | Electric Utility | [7 empty] | 0.0255 | 16.116 | 2160350.975 | 0.0243 | 9.067 | 1361126.46 | 0.0278 | 5.536 | 777161.247 | 0.027 | 7.804 | 1142432.174 | 0.029 | 7.55 | 1057188.84 | 0.0246 | 6.546 | 981538.89 | 0.0203 | 12.2 | 1989036.4 | 0.0117 | 19.5 | 4275378.8 | 20.9 | Dry Low NOx Burners<br>Water Injection<br>Selective Catalytic Reduction | Existing SCR | 0.0117 | 0.0117 | 7 |  |  | 7
WI | French Island | 4005 | 3 | La Crosse | 1974-01-01 | 1087 | 78.8 | 43.8298 | -91.26 | CAIRNOX, CAIROS, CAIRSO2, TRNOX, TRSO2G1 | Combustion turbine | Diesel Oil |  |  | Electric Utility | [16 empty] | 0.49 | 0.012 | 50.477 | [12 empty] | 0 | None Reported | Water Injection | 0.49 | 0.294 | 0 |  |  | 0
WI | French Island | 4005 | 4 | La Crosse | 1974-01-01 | 969.8 | 78.8 | 43.8298 | -91.26 | CAIRNOX, CAIROS, CAIRSO2, TRNOX, TRSO2G1 | Combustion turbine | Diesel Oil |  |  | Electric Utility | [16 empty] | 0.5203 | 2.289 | 8676.636 | 0.5374 | 5.672 | 20282.348 | 0.5797 | 2.915 | 9058.042 | 0.5568 | 3.2 | 10817.9 | 0.5402 | 9.6 | 33911.7 | 0.3 | None Reported | Water Injection | 0.5203 | 0.31218 | 1.8 |  |  | 1.8
WI | Genoa | 4143 | 1 | Vernon | 1969-07-21 | 4479 | 345.6 | 43.5592 | -91.2333 | ARP | Tangentially-fired | Coal |  | Low NOx Burner Technology w/ Closed-coupled/Separated OFA | Electric Utility | Electric Services | 0.4611 | 1930.598 | 8322024.3 | 0.3564 | 1031.554 | 5681403.925 | 0.3417 | 1598.202 | 9247581.75 | 0.3503 | 1710.183 | 9576561.525 | 0.3331 | 1562.932 | 9227282.05 | 0.2296 | 992.032 | 8847199.136 | 0.1533 | 596.201 | 7879740.98 | 0.1903 | 697.628 | 7249477.52 | 0.1371 | 235.8 | 3452402.9 | 0.1268 | 253.1 | 4369312.8 | 21 |  | New SCR | 0.1268 | 0.06 | 103.2 |  |  | 103.2
WI | Germantown Power Plant | 6253 | **5 | Washington | 2000-05-08 | 1337 | 90.9 | 43.1952 | -88.1496 | ARP, CAIRNOX, CAIROS, CAIRSO2, TRNOX, TRSO2G1 | Combustion turbine | Pipeline Natural Gas | Diesel Oil | Water Injection | Electric Utility |  | 0.0302 | 1.753 | 115547.95 | 0.0329 | 2.29 | 138092.525 | 0.0353 | 11.26 | 629142.95 | 0.026 | 2.231 | 171136.725 | 0.0269 | 4.808 | 355014.4 | 0.0303 | 2.127 | 141465.525 | 0.0292 | 0.527 | 36598.328 | 0.0287 | 1.391 | 97009.186 | 0.0301 | 1.5 | 101643.8 | 0.0289 | 3.3 | 225634 | 2.1 | Water Injection | Low Ozone Season Rate | 0.026 | 0.026 | 1.3 |  |  | 1.3
WI | Germantown Power Plant | 6253 | P30 | Washington | 1978-04-15 | 632 | 61.2 | 43.1952 | -88.1496 | CAIRNOX, CAIROS, CAIRSO2, TRNOX, TRSO2G1 | Combustion turbine | Diesel Oil |  |  | Electric Utility | [16 empty] | 1.2 | 10.92 | 18200 | 1.2 | 2.974 | 4956.6 | 1.2 | 0.098 | 162.6 | 1.2 | 0.3 | 487.7 | 1.2 | 7.8 | 13000.5 | 0 | None Reported | Water Injection | 1.2 | 0.1364 | 0 |  |  | 0
WI | Germantown Power Plant | 6253 | P31 | Washington | 1978-04-03 | 632 | 61.2 | 43.1952 | -88.1496 | CAIRNOX, CAIROS, CAIRSO2, TRNOX, TRSO2G1 | Combustion turbine | Diesel Oil |  |  | Electric Utility | [16 empty] | 1.2 | 10.92 | 18200 | 1.2 | 2.974 | 4956.6 | 1.2 | 0.098 | 162.6 | 1.2 | 0.2 | 406.4 | 1.2 | 8.3 | 13812.9 | 0 | None Reported | Water Injection | 1.2 | 0.1364 | 0 |  |  | 0
WI | Germantown Power Plant | 6253 | P32 | Washington | 1978-04-03 | 632 | 61.2 | 43.1952 | -88.1496 | CAIRNOX, CAIROS, CAIRSO2, TRNOX, TRSO2G1 | Combustion turbine | Diesel Oil |  |  | Electric Utility | [16 empty] | 1.2 | 0.195 | 325 | 1.2 | 2.877 | 4794.2 | 1.2 | 1.902 | 3169.1 | 1.2 | 0.8 | 1300.2 | 1.2 | 6.2 | 10319 | 0.1 | None Reported | Water Injection | 1.2 | 0.1364 | 0.1 |  |  | 0.1
WI | Germantown Power Plant | 6253 | P33 | Washington | 1978-03-21 | 632 | 61.2 | 43.1952 | -88.1496 | CAIRNOX, CAIROS, CAIRSO2, TRNOX, TRSO2G1 | Combustion turbine | Diesel Oil |  |  | Electric Utility | [16 empty] | 1.2 | 0.39 | 650 | 1.2 | 2.877 | 4794.2 | 1.2 | 2.097 | 3494.2 | 1.2 | 0.8 | 1300.2 | 1.2 | 6.2 | 10400.3 | 0.1 | None Reported | Water Injection | 1.2 | 0.1364 | 0.1 |  |  | 0.1
WI | Germantown Power Plant | 6253 | P34 | Washington | 1978-03-21 | 632 | 90.9 | 43.1952 | -88.1496 | CAIRNOX, CAIROS, CAIRSO2, TRNOX, TRSO2G1 | Combustion turbine | Diesel Oil |  |  | Electric Utility | [16 empty] | 1.2 | 12.285 | 20475 | 1.2 | 2.389 | 3981.6 | 1.2 | 3.218 | 5363 | 1.2 | 0.4 | 650.1 | 1.2 | 5.3 | 8856.6 | 0 | None Reported | Water Injection | 1.2 | 0.1364 | 0 |  |  | 0
WI | Germantown Power Plant | 6253 | P35 | Washington | 1978-03-21 | 632 | 61.2 | 43.1952 | -88.1496 | CAIRNOX, CAIROS, CAIRSO2, TRNOX, TRSO2G1 | Combustion turbine | Diesel Oil |  |  | Electric Utility | [16 empty] | 1.2 | 12.675 | 21125 | 1.2 | 2.389 | 3981.6 | 1.2 | 3.023 | 5037.9 | 1.2 | 0.5 | 893.9 | 1.2 | 0.5 | 893.9 | 0 | None Reported | Water Injection | 1.2 | 0.1364 | 0.1 |  |  | 0.1
WI | Germantown Power Plant | 6253 | P36 | Washington | 1978-03-21 | 632 | 61.2 | 43.1952 | -88.1496 | CAIRNOX, CAIROS, CAIRSO2, TRNOX, TRSO2G1 | Combustion turbine | Diesel Oil |  |  | Electric Utility | [16 empty] | 1.2 | 11.895 | 19825 | 1.2 | 2.438 | 4062.8 | 1.2 | 2.584 | 4306.6 | 1.2 | 0.5 | 893.9 | 1.2 | 8.6 | 14381.6 | 0 | None Reported | Water Injection | 1.2 | 0.1364 | 0.1 |  |  | 0.1
WI | Germantown Power Plant | 6253 | P37 | Washington | 1978-03-21 | 632 | 61.2 | 43.1952 | -88.1496 | CAIRNOX, CAIROS, CAIRSO2, TRNOX, TRSO2G1 | Combustion turbine | Diesel Oil |  |  | Electric Utility | [16 empty] | 1.2 | 11.505 | 19175 | 1.2 | 2.438 | 4062.8 | 1.2 | 2.682 | 4469.1 | 1.2 | 0.4 | 650.1 | 1.2 | 8.4 | 14056.6 | 0 | None Reported | Water Injection | 1.2 | 0.1364 | 0 |  |  | 0
WI | Island Street Peaking Plant | 55836 | 1A | Outagamie | 2004-04-03 | 325 | 60.5 | 44.2761 | -88.2656 | ARP, CAIRNOX, CAIROS, CAIRSO2, TRNOX, TRSO2G1 | Combustion turbine | Pipeline Natural Gas | Diesel Oil | Water Injection | Electric Utility |  |  |  |  | 0.1073 | 0.035 | 650.35 | 0.0774 | 6.052 | 154705.15 | 0.0773 | 2.751 | 70122.625 | 0.0774 | 5.285 | 134640.475 | 0.078 | 3.352 | 83768.811 | 0.0888 | 0.95 | 22057.352 | 0.0885 | 2.62 | 61221.784 | 0.0903 | 1 | 22608.6 | 0.09 | 0.3 | 7735 | 1.9 | Water Injection | Low Ozone Season Rate | 0.0773 | 0.0773 | 0.9 |  |  | 0.9
WI | Island Street Peaking Plant | 55836 | 1B | Outagamie | 2004-04-03 | 325 | 60.5 | 44.2761 | -88.2656 | ARP, CAIRNOX, CAIROS, CAIRSO2, TRNOX, TRSO2G1 | Combustion turbine | Pipeline Natural Gas | Diesel Oil | Water Injection | Electric Utility |  |  |  |  | 0.1122 | 0.034 | 622.425 | 0.0783 | 7.214 | 181047.575 | 0.0774 | 2.953 | 74781.25 | 0.0777 | 5.357 | 135342.175 | 0.0778 | 3.279 | 82046.773 | 0.0971 | 1.028 | 22331.565 | 0.0957 | 2.911 | 64629.763 | 0.0996 | 1.1 | 23125.6 | 0.0989 | 0.4 | 8374.4 | 1.9 | Water Injection | Low Ozone Season Rate | 0.0774 | 0.0774 | 0.9 |  |  | 0.9
WI | J P Madgett | 4271 | B1 | Buffalo | 1979-11-25 | 5121 | 387 | 44.3026 | -91.9126 | ARP | Dry bottom turbo-fired boiler | Coal |  |  | Electric Utility | Electric Services | 0.3374 | 2018.824 | 11400000 | 0.2996 | 1551.072 | 9982231.7 | 0.3188 | 1884.772 | 11400000 | 0.312 | 1734.807 | 10500000 | 0.3254 | 1972.303 | 11700000 | 0.267 | 1539.707 | 11400000 | 0.2535 | 1391.486 | 10900000 | 0.2479 | 1252.747 | 9906242.744 | 0.2522 | 1254.2 | 9685879.6 | 0.2504 | 1119.6 | 8578526.3 | 51.5 |  | New SCR | 0.2479 | 0.06 | 298.4 |  |  | 298.4
WI | Manitowoc | 4125 | 6 | Manitowoc | 1957-06-02 | 230 | 32 | 44.082 | -87.6558 | ARP | Stoker | Coal |  |  | Electric Utility | Electric Services | 0.3121 | 81.194 | 517050.896 | 0.2966 | 73.728 | 486643.722 | 0.2927 | 74.174 | 492625.765 | 0.3351 | 55.236 | 320975.572 | 0.3032 | 35.161 | 229549.581 | 0.2279 | 24.24 | 216162.238 | 0.2114 | 3.417 | 32281.544 | [9 empty] | 0 |  | New SNCR | 0.2114 | 0.12684 | 0 |  |  | 0
WI | Manitowoc | 4125 | 7 | Manitowoc | 1964-06-07 | 231 | 32 | 44.082 | -87.6558 | ARP | Stoker | Coal |  |  | Electric Utility | Electric Services | 0.3156 | 76.557 | 483350.227 | 0.2892 | 62.107 | 415521.714 | 0.2865 | 71.97 | 485642.074 | 0.2936 | 69.95 | 460434.025 | 0.3122 | 38.237 | 250020.309 | 0.2372 | 21.57 | 183139.35 | 0.2131 | 1.509 | 13964.512 | [9 empty] | 0 |  | New SNCR | 0.2131 | 0.12786 | 0 |  |  | 0
WI | Manitowoc | 4125 | 8 | Manitowoc | 1990-07-14 | 320.8 | 32 | 44.082 | -87.6558 | ARP | Circulating fluidized bed boiler | Petroleum Coke | Coal, Other Solid Fuel |  | Electric Utility | Electric Services | 0.302 | 113.609 | 769933.456 | 0.2743 | 104.479 | 770368.862 | 0.2794 | 117.96 | 849281.246 | 0.2854 | 109.045 | 775470.407 | 0.2607 | 87.741 | 709845.212 | 0.1771 | 59.588 | 700786.377 | 0.1247 | 8.992 | 152014.779 | 0.1005 | 9.563 | 224675.859 | 0.0585 | 8.3 | 235060.2 | 0.1367 | 12.3 | 165089.4 | 20 |  | Low Ozone Season Rate | 0.0585 | 0.0585 | 8.3 |  |  | 8.3
WI | Manitowoc | 4125 | 9 | Manitowoc | 2005-09-10 | 730 | 63.4 | 44.082 | -87.6558 | ARP | Circulating fluidized bed boiler | Other Solid Fuel | Coal | Selective Non-catalytic Reduction | Electric Utility | Electric Services | [9 empty] | 0.0478 | 36.609 | 1814942.625 | 0.0876 | 75.855 | 1909395.6 | 0.1293 | 114.211 | 1844287.88 | 0.0512 | 35.856 | 1450288.653 | 0.0899 | 71.096 | 1570451 | 0.0607 | 31.3 | 1107841.5 | 0.0886 | 22.7 | 561441.1 | 41.3 | SNCR | Existing SNCR | 0.0478 | 0.0478 | 24.6 |  |  | 24.6
WI | Marshfield Utilities Combustion Turbine | 56480 | 1A | Wood | 2011-02-04 | 325 | 60.4 | 44.635 | -90.135 | ARP, CAIRNOX, CAIROS, CAIRSO2, TRNOX, TRSO2G1 | Combustion turbine | Pipeline Natural Gas | Diesel Oil | Water Injection | Electric Utility | [25 empty] | 0.092 | 1.8 | 38661.7 | 0.0877 | 1.4 | 31713 | 3.2 | Water Injection | Low Ozone Season Rate | 0.0877 | 0.0877 | 1.7 |  |  | 1.7
WI | Marshfield Utilities Combustion Turbine | 56480 | 1B | Wood | 2011-02-04 | 325 | 60.4 | 44.635 | -90.135 | ARP, CAIRNOX, CAIROS, CAIRSO2, TRNOX, TRSO2G1 | Combustion turbine | Pipeline Natural Gas | Diesel Oil | Water Injection | Electric Utility | [25 empty] | 0.0927 | 1.8 | 37723.4 | 0.0824 | 1.2 | 30447.1 | 3.2 | Water Injection | Low Ozone Season Rate | 0.0824 | 0.0824 | 1.6 |  |  | 1.6
WI | Neenah Energy Facility | 55135 | CT01 | Winnebago | 2000-04-01 | 1897 | 185.5 | 44.1934 | -88.5055 | ARP, CAIRNOX, CAIROS, CAIRSO2, TRNOX, TRSO2G1 | Combustion turbine | Pipeline Natural Gas |  | Dry Low NOx Burners<br>Water Injection | Electric Utility |  | 0.0281 | 6.127 | 445399.862 | 0.034 | 4.003 | 267364.629 | 0.0354 | 29.366 | 1656985.329 | 0.036 | 6.858 | 384444.053 | 0.0357 | 5.372 | 297990.344 | 0.0364 | 1.102 | 59614.197 | 0.0364 | 2.232 | 120541.345 | 0.0373 | 1.716 | 92580.475 | 0.0368 | 3.2 | 176388.3 | 0.0364 | 10.6 | 586543 | 2.5 | Dry Low NOx Burners<br>Water Injection | Low Ozone Season Rate | 0.0281 | 0.0281 | 2.4 |  |  | 2.4
WI | Neenah Energy Facility | 55135 | CT02 | Winnebago | 2000-04-01 | 1897 | 185.5 | 44.1934 | -88.5055 | ARP, CAIRNOX, CAIROS, CAIRSO2, TRNOX, TRSO2G1 | Combustion turbine | Pipeline Natural Gas |  | Dry Low NOx Burners<br>Water Injection | Electric Utility |  | 0.029 | 8.218 | 587536.611 | 0.0301 | 2.16 | 150907.216 | 0.0337 | 27.407 | 1658970.095 | 0.0333 | 5.945 | 364997.634 | 0.0339 | 6.553 | 402077.079 | 0.0335 | 2.015 | 123630.089 | 0.0369 | 1.442 | 77634.12 | 0.0328 | 0.243 | 14994.14 | 0.0332 | 2.5 | 149426 | 0.0324 | 8.5 | 528594.5 | 2.1 | Dry Low NOx Burners<br>Water Injection | Low Ozone Season Rate | 0.029 | 0.029 | 2.1 |  |  | 2.1
WI | Nelson Dewey | 4054 | 1 | Grant | 1959-04-01 | 2381 | 100 | 42.7225 | -91.0085 | ARP | Cyclone boiler | Coal | Petroleum Coke, Tire Derived Fuel | Overfire Air (Began Feb 21, 2003) | Electric Utility | Electric Services | 0.5715 | 989.138 | 3494348.236 | 0.5611 | 899.319 | 3165595.495 | 0.3794 | 543.767 | 2989488.896 | 0.3084 | 507.778 | 3359683.146 | 0.3497 | 499.472 | 3022155.837 | 0.3816 | 233.483 | 1302016.517 | 0.3635 | 490.462 | 2931762.476 | 0.4262 | 639.268 | 3127828.305 | 0.4597 | 668.5 | 3048658.7 | 0.4463 | 644.9 | 3050564.8 | 34.9 | SNCR | New SCR | 0.3084 | 0.1542 | 224.2 | Gas Conv or Retire | 0.125 NOx Rate Gas Conv Cyclone | 181.8 | 486.7
WI | Nelson Dewey | 4054 | 2 | Grant | 1961-04-01 | 2298 | 100 | 42.7225 | -91.0085 | ARP | Cyclone boiler | Coal | Petroleum Coke, Tire Derived Fuel | Overfire Air | Electric Utility | Electric Services | 0.5723 | 946.296 | 3337636.939 | 0.5511 | 861.563 | 3105457.355 | 0.3712 | 582.337 | 3295377.604 | 0.3098 | 599.986 | 3934263.654 | 0.3602 | 620.892 | 3661461.563 | 0.3458 | 571.928 | 3551392.764 | 0.365 | 398.3 | 2355193.232 | 0.4258 | 648.746 | 3157265.642 | 0.4615 | 752 | 3401670.1 | 0.4462 | 629.3 | 2993796 | 40.3 | SNCR | New SCR | 0.3098 | 0.1549 | 252.4 | Gas Conv or Retire | 0.125 NOx Rate Gas Conv Cyclone | 203.7 | 548.3
WI | Paris | 7270 | **1 | Kenosha | 1995-03-10 | 1259 | 95.4 | 42.6658 | -88.0131 | ARP, CAIRNOX, CAIROS, CAIRSO2, TRNOX, TRSO2G1 | Combustion turbine | Pipeline Natural Gas | Diesel Oil | Water Injection | Electric Utility |  | 0.0852 | 7.603 | 178298.75 | 0.085 | 3.717 | 87462.525 | 0.085 | 18.952 | 445927.35 | 0.0794 | 4.204 | 104532.525 | 0.0844 | 7.908 | 184705.05 | 0.0795 | 2.102 | 52771.2 | 0.0795 | 1.925 | 48407.263 | 0.0793 | 1.157 | 29139.654 | 0.0794 | 1.2 | 30959.8 | 0.0865 | 22.8 | 525584.4 | 0.7 | Water Injection | Low Ozone Season Rate | 0.0793 | 0.0793 | 1.2 |  |  | 1.2
WI | Paris | 7270 | **2 | Kenosha | 1995-03-20 | 1412 | 95.4 | 42.6658 | -88.0131 | ARP, CAIRNOX, CAIROS, CAIRSO2, TRNOX, TRSO2G1 | Combustion turbine | Pipeline Natural Gas | Diesel Oil | Water Injection | Electric Utility |  | 0.0734 | 5.005 | 133364.575 | 0.0733 | 2.326 | 62584.475 | 0.0647 | 13.026 | 401915.075 | 0.0596 | 4.016 | 134312.3 | 0.0671 | 3.497 | 101199.275 | 0.0604 | 3.443 | 113758.6 | 0.061 | 3.962 | 129903.243 | 0.0729 | 5.117 | 140291.887 | 0.079 | 1.8 | 45432.6 | 0.079 | 12 | 304038.6 | 0.9 | Water Injection | Low Ozone Season Rate | 0.0596 | 0.0596 | 1.4 |  |  | 1.4
WI | Paris | 7270 | **3 | Kenosha | 1995-06-21 | 1438 | 95.4 | 42.6658 | -88.0131 | ARP, CAIRNOX, CAIROS, CAIRSO2, TRNOX, TRSO2G1 | Combustion turbine | Pipeline Natural Gas | Diesel Oil | Water Injection | Electric Utility |  | 0.0928 | 5.907 | 125258.7 | 0.0923 | 3.729 | 79870.325 | 0.0822 | 16.051 | 390246.225 | 0.072 | 4.133 | 116649 | 0.0735 | 9.708 | 268825.85 | 0.0754 | 2.256 | 59772.325 | 0.076 | 3.453 | 90867.937 | 0.0747 | 4.685 | 125333.771 | 0.074 | 0.8 | 21599 | 0.074 | 14.6 | 395119.6 | 0.4 | Water Injection | Low Ozone Season Rate | 0.072 | 0.072 | 0.8 |  |  | 0.8
WI | Paris | 7270 | **4 | Kenosha | 1995-06-21 | 1283 | 95.4 | 42.6658 | -88.0131 | ARP, CAIRNOX, CAIROS, CAIRSO2, TRNOX, TRSO2G1 | Combustion turbine | Pipeline Natural Gas | Diesel Oil | Water Injection | Electric Utility |  | 0.083 | 5.471 | 131833.875 | 0.083 | 3.58 | 86276.375 | 0.083 | 14.417 | 347391.175 | 0.081 | 5.407 | 134303.25 | 0.0795 | 13.066 | 329605.125 | 0.0629 | 2.821 | 91385.75 | 0.0626 | 1.898 | 60981.894 | 0.0618 | 1.14 | 37286.392 | 0.0619 | 0.7 | 23722.9 | 0.0729 | 15.3 | 423895.8 | 0.5 | Water Injection | Low Ozone Season Rate | 0.0618 | 0.0618 | 0.7 |  |  | 0.7
WI | Pleasant Prairie | 6170 | 1 | Kenosha | 1980-07-01 | 8250 | 616.6 | 42.5381 | -87.9033 | ARP | Dry bottom turbo-fired boiler | Coal | Residual Oil, Pipeline Natural Gas |  | Electric Utility | Electric Services | 0.2657 | 2430.21 | 17700000 | 0.2668 | 2298.249 | 16800000 | 0.2682 | 3012.339 | 21900000 | 0.2114 | 2053.668 | 18800000 | 0.0498 | 508.847 | 22700000 | 0.0648 | 607.266 | 19000000 | 0.0602 | 638.931 | 21300000 | 0.0625 | 687.412 | 21800000 | 0.0665 | 531.1 | 15800000 | 0.0638 | 522.8 | 16300000 | 52.2 | SCR | Existing SCR | 0.0498 | 0.0498 | 397.7 |  |  | 397.7
WI | Pleasant Prairie | 6170 | 2 | Kenosha | 1985-07-01 | 8040 | 616.6 | 42.5381 | -87.9033 | ARP | Dry bottom turbo-fired boiler | Coal | Residual Oil, Pipeline Natural Gas | Selective Catalytic Reduction (Began May 01, 2003) | Electric Utility | Electric Services | 0.2163 | 2130.285 | 20400000 | 0.2119 | 2168.525 | 20800000 | 0.2453 | 2546.753 | 21100000 | 0.1955 | 2009.801 | 21000000 | 0.0601 | 677.595 | 23200000 | 0.0651 | 574.811 | 18600000 | 0.0628 | 438.048 | 14700000 | 0.0645 | 567.997 | 17700000 | 0.0671 | 522.8 | 15700000 | 0.0626 | 404.5 | 12900000 | 53.1 | SCR | Existing SCR | 0.0601 | 0.0601 | 468.2 |  |  | 468.2
WI | Port Washington Generating Station | 4040 | 1 | Ozaukee | 1943-10-01 | 1468 | 80 | 43.3842 | -87.8689 | ARP | Dry bottom wall-fired boiler | Coal | Natural Gas |  | Electric Utility | Electric Services | 0.2997 | 253.515 | 1666974.588 | 0.3095 | 285.251 | 1823327.089 | [24 empty] | 0 |  | New SNCR | 0.2997 | 0.17982 | 0 |  |  | 0
WI | Port Washington Generating Station | 4040 | 2 | Ozaukee | 1948-10-01 | 1432 | 80 | 43.3842 | -87.8689 | ARP | Dry bottom wall-fired boiler | Coal | Natural Gas |  | Electric Utility | Electric Services | 0.2955 | 253.535 | 1685429.654 | 0.3168 | 270.498 | 1695850.47 | [24 empty] | 0 |  | New SNCR | 0.2955 | 0.1773 | 0 |  |  | 0
WI | Port Washington Generating Station | 4040 | 3 | Mississippi | 2010-03-26 | 7564 |  | 35.6519 | -89.9399 | ARP | Dry bottom wall-fired boiler | Coal | Natural Gas |  | Electric Utility | Electric Services | 0.3085 | 276.693 | 1761050.623 | 0.3201 | 220.832 | 1370612.714 | [24 empty] | 0 | SCR | Existing SCR | 0.3085 | 0.3085 | 0 |  |  | 0
WI | Port Washington Generating Station | 4040 | 11 | Ozaukee | 2008-03-03 | 2250 | 167.9 | 43.3842 | -87.8689 | ARP, CAIRNOX, CAIROS, CAIRSO2, TRNOX, TRSO2G1 | Combined cycle | Pipeline Natural Gas |  | Dry Low NOx Burners<br>Selective Catalytic Reduction | Electric Utility | [19 empty] | 0.0227 | 10.949 | 1577558.708 | 0.0198 | 18.204 | 2790702.963 | 0.0209 | 13.9 | 2101287.1 | 0.0138 | 19.5 | 3730345.8 | 25.4 | Dry Low NOx Burners<br>Selective Catalytic Reduction | Existing SCR | 0.0138 | 0.0138 | 9.2 |  |  | 9.2
WI | Port Washington Generating Station | 4040 | 12 | Ozaukee | 2008-03-04 | 2250 | 167.9 | 43.3842 | -87.8689 | ARP, CAIRNOX, CAIROS, CAIRSO2, TRNOX, TRSO2G1 | Combined cycle | Pipeline Natural Gas |  | Dry Low NOx Burners<br>Selective Catalytic Reduction | Electric Utility | [19 empty] | 0.0213 | 10.033 | 1548852.621 | 0.0169 | 15.407 | 2718283.085 | 0.0204 | 11.9 | 1895357.6 | 0.0125 | 18.1 | 3740205.3 | 22.9 | Dry Low NOx Burners<br>Selective Catalytic Reduction | Existing SCR | 0.0125 | 0.0125 | 7.3 |  |  | 7.3
WI | Port Washington Generating Station | 4040 | 21 | Ozaukee | 2005-07-01 | 2250 | 167.9 | 43.3842 | -87.8689 | ARP, CAIRNOX, CAIROS, CAIRSO2, TRNOX, TRSO2G1 | Combined cycle | Pipeline Natural Gas |  | Dry Low NOx Burners<br>Selective Catalytic Reduction | Electric Utility | [7 empty] | 0.0249 | 11.624 | 1487104.9 | 0.0277 | 22.034 | 2785724.7 | 0.0299 | 22.88 | 2663866.1 | 0.0292 | 15.758 | 1920110.135 | 0.0243 | 12.498 | 1815993.07 | 0.0185 | 13.591 | 2194776.378 | 0.0249 | 15.1 | 2009476 | 0.0153 | 23.5 | 4317925 | 24.3 | Dry Low NOx Burners<br>Selective Catalytic Reduction | Existing SCR | 0.0153 | 0.0153 | 9.3 |  |  | 9.3
WI | Port Washington Generating Station | 4040 | 22 | Ozaukee | 2005-07-01 | 2250 | 167.9 | 43.3842 | -87.8689 | ARP, CAIRNOX, CAIROS, CAIRSO2, TRNOX, TRSO2G1 | Combined cycle | Pipeline Natural Gas |  | Dry Low NOx Burners<br>Selective Catalytic Reduction | Electric Utility | [7 empty] | 0.0248 | 10.74 | 1476266.25 | 0.0261 | 21.316 | 2780489.45 | 0.0283 | 21.91 | 2608966.85 | 0.0336 | 18.782 | 1952067.353 | 0.029 | 14.444 | 1796008.376 | 0.0213 | 14.186 | 2204193.994 | 0.0239 | 13.8 | 1994436.2 | 0.0138 | 21.6 | 4362936.4 | 24.1 | Dry Low NOx Burners<br>Selective Catalytic Reduction | Existing SCR | 0.0138 | 0.0138 | 7.9 |  |  | 7.9
WI | Pulliam | 4072 | 3 | Brown | 1943-01-01 | 509 | 30 | 44.5397 | -88.0083 | ARP | Dry bottom wall-fired boiler | Coal | Natural Gas |  | Electric Utility | Electric Services | 0.7481 | 341.708 | 944726.076 | 0.7815 | 264.218 | 694638.145 | 0.7698 | 296.563 | 796101.245 | 0.7717 | 226.171 | 598457.073 | 0.7727 | 228.409 | 601919.251 | [15 empty] | 0 |  | New SNCR | 0.7481 | 0.44886 | 0 |  |  | 0
WI | Pulliam | 4072 | 4 | Brown | 1947-01-01 | 484 | 30 | 44.5397 | -88.0083 | ARP | Dry bottom wall-fired boiler | Coal | Natural Gas |  | Electric Utility | Electric Services | 0.7483 | 356.55 | 988457.738 | 0.8103 | 385.628 | 966087.934 | 0.774 | 362.696 | 961263.435 | 0.7806 | 285.089 | 747919.808 | 0.767 | 324.901 | 866738.804 | [15 empty] | 0 |  | New SNCR | 0.7483 | 0.44898 | 0 |  |  | 0
WI | Pulliam | 4072 | 5 | Brown | 1949-01-01 | 763 | 50 | 44.5397 | -88.0083 | ARP | Dry bottom wall-fired boiler | Coal | Natural Gas |  | Electric Utility | Electric Services | 0.7398 | 714.061 | 1896011.481 | 0.8346 | 698.598 | 1663827.986 | 0.9614 | 788.784 | 1630302.735 | 0.9874 | 818.092 | 1665292.367 | 0.9066 | 742.128 | 1637899.473 | 0.8575 | 686.251 | 1608672.331 | 0.497 | 253.529 | 859008.993 | 0.3125 | 81.336 | 512126.397 | 0.2741 | 67.8 | 445513.8 | 0.2469 | 56.8 | 392032.2 | 15.9 |  | New SNCR | 0.2469 | 0.14814 | 36.6 | Shutdown | Gas Combined Cycle Replacement | 2.1 | 65.7
WI | Pulliam | 4072 | 6 | Brown | 1951-01-01 | 1052 | 69 | 44.5397 | -88.0083 | ARP | Dry bottom wall-fired boiler | Coal | Natural Gas |  | Electric Utility | Electric Services | 0.7334 | 988.759 | 2674544.719 | 0.8486 | 875.107 | 2058423.673 | 0.9763 | 1265.058 | 2576955.609 | 0.9874 | 1187.45 | 2406611.633 | 0.9164 | 1175.361 | 2556919.427 | 0.8628 | 797.46 | 1859022.497 | 0.3955 | 179.569 | 843081.313 | 0.2821 | 199.574 | 1373852.648 | 0.2625 | 107.6 | 725608.8 | 0.2452 | 96.5 | 664778.7 | 18.8 |  | New SNCR | 0.2452 | 0.14712 | 60.3 | Shutdown | Gas Combined Cycle Replacement | 3.4 | 104.1
WI | Pulliam | 4072 | 7 | Brown | 1958-01-01 | 1507 | 81.6 | 44.5397 | -88.0083 | ARP | Dry bottom wall-fired boiler | Coal | Natural Gas | Low NOx Burner Technology (Dry Bottom only) | Electric Utility | Electric Services | 0.3663 | 599.302 | 3252380.115 | 0.367 | 571.955 | 3103712.542 | 0.4315 | 599.359 | 2751954.855 | 0.3841 | 472.431 | 2432129.67 | 0.3823 | 535.284 | 2781135.964 | 0.4522 | 643.343 | 2803107.72 | 0.2602 | 162.761 | 1191980.769 | 0.2656 | 258.261 | 2020655.647 | 0.2197 | 148.7 | 1178468.9 | 0.1955 | 99.4 | 867200.7 | 21.3 |  | New SNCR | 0.1955 | 0.1173 | 79.4 |  |  | 79.4
WI | Pulliam | 4072 | 8 | Brown | 1964-01-01 | 1627 | 149.6 | 44.5397 | -88.0083 | ARP | Dry bottom wall-fired boiler | Coal | Natural Gas | Low NOx Burner Technology (Dry Bottom only) | Electric Utility | Electric Services | 0.2416 | 562.449 | 4612865.313 | 0.2954 | 636.493 | 4278062.215 | 0.3023 | 691.044 | 4501993.093 | 0.2437 | 507.57 | 4140187.959 | 0.3011 | 513.629 | 3390871.599 | 0.3277 | 691.789 | 4163756.496 | 0.3239 | 632.484 | 3810939.385 | 0.2352 | 458.05 | 3900028.53 | 0.2063 | 257.3 | 2195020 | 0.2043 | 271.4 | 2232989.4 | 36.7 |  | New SNCR | 0.2043 | 0.12258 | 152.9 |  |  | 152.9
WI | Pulliam | 4072 | 32 | Brown | 2003-05-01 | 1183.9 | 91 | 44.5397 | -88.0083 | ARP, CAIRNOX, CAIROS, CAIRSO2, TRNOX, TRSO2G1 | Combustion turbine | Pipeline Natural Gas | Diesel Oil | Dry Low NOx Burners<br>Water Injection | Electric Utility |  | 0.0339 | 0.5 | 38104.169 | 0.0338 | 3.98 | 303991.397 | 0.0316 | 13.566 | 997945.978 | 0.0334 | 3.111 | 242184.542 | 0.0337 | 4.299 | 325614.107 | 0.0495 | 4.495 | 201587.907 | 0.0389 | 0.387 | 23852.385 | 0.0287 | 1.697 | 151343.929 | 0.0421 | 4.5 | 246545.1 | 0.0325 | 3.7 | 275156.9 | 5.7 | Dry Low NOx Burners<br>Water Injection | Low Ozone Season Rate | 0.0287 | 0.0287 | 3.1 |  |  | 3.1
WI | Riverside Energy Center | 55641 | CT-01 | Rock | 2004-03-17 | 2362.5 | 198 | 42.5835 | -89.0351 | ARP, CAIRNOX, CAIROS, CAIRSO2, TRNOX, TRSO2G1 | Combined cycle | Pipeline Natural Gas |  | Dry Low NOx Burners<br>Selective Catalytic Reduction | Electric Utility |  |  |  |  | 0.0865 | 6.393 | 597842.647 | 0.0155 | 12.231 | 2832953.549 | 0.0235 | 9.686 | 1609372.221 | 0.0289 | 15.678 | 2312965.045 | 0.0269 | 6.044 | 877442.11 | 0.0302 | 4.659 | 705764.158 | 0.0189 | 7.392 | 1527333.506 | 0.0179 | 9.3 | 1971793.2 | 0.02 | 16.3 | 3327658 | 22.7 | Dry Low NOx Burners<br>Selective Catalytic Reduction | Existing SCR | 0.0155 | 0.0155 | 8.1 |  |  | 8.1
WI | Riverside Energy Center | 55641 | CT-02 | Rock | 2004-03-17 | 2362.5 | 198 | 42.5835 | -89.0351 | ARP, CAIRNOX, CAIROS, CAIRSO2, TRNOX, TRSO2G1 | Combined cycle | Pipeline Natural Gas |  | Dry Low NOx Burners<br>Selective Catalytic Reduction | Electric Utility |  |  |  |  | 0.1112 | 27.931 | 690491.733 | 0.0123 | 10.956 | 2952663.862 | 0.022 | 11.656 | 1987477.592 | 0.0312 | 14.475 | 2115378.614 | 0.0241 | 7.197 | 1137562.786 | 0.027 | 7.309 | 1072294.893 | 0.0237 | 9.214 | 1624658.961 | 0.0225 | 9.4 | 1761359.6 | 0.0182 | 14.1 | 2971434.1 | 20.3 | Dry Low NOx Burners<br>Selective Catalytic Reduction | Existing SCR | 0.0123 | 0.0123 | 5.1 |  |  | 5.1
WI | Rock River | 4057 | 1 | Rock | 1952-01-01 | 680 | 100 | 42.5831 | -89.0292 | ARP | Cyclone boiler | Natural Gas | Coal |  | Electric Utility | Electric Services | 0.2887 | 98.654 | 614738.341 | 0.271 | 50.683 | 328329.87 | 0.2268 | 69.059 | 554289.713 | 0.168 | 15.748 | 158228.004 | 0.1481 | 8.96 | 93969.215 | [15 empty] | 0 |  | New SNCR | 0.1481 | 0.08886 | 0 | Shutdown | Gas Combined Cycle Replacement/No operation 2011 | 0 | 0
WI | Rock River | 4057 | 2 | Rock | 1953-01-01 | 680 | 100 | 42.5831 | -89.0292 | ARP | Cyclone boiler | Natural Gas | Coal |  | Electric Utility | Electric Services | 0.2996 | 160.584 | 968621.207 | 0.2584 | 34.317 | 224197.164 | 0.2869 | 105.552 | 677223.253 | 0.2441 | 35.207 | 249286.861 | 0.2335 | 30.832 | 225586.571 | [15 empty] | 0 |  | New SNCR | 0.2335 | 0.1401 | 0 | Shutdown | Gas Combined Cycle Replacement/No operation 2011 | 0 | 0
WI | Rock River | 4057 | CT3 | Rock | 1967-07-01 | 522.7 | 37.5 | 42.5831 | -89.0292 | CAIRNOX, CAIROS, CAIRSO2, TRNOX, TRSO2G1 | Combustion turbine | Natural Gas | Diesel Oil |  | Electric Utility | [16 empty] | 0.7 | 1.784 | 5096.4 | 0.7 | 1.91 | 5456.9 | 0.7003 | 2.499 | 7140.2 | 0.6996 | 2.4 | 6790 | 0.7 | 18 | 51287.4 | 0.4 | None Reported | Water Injection | 0.6996 | 0.41976 | 1.4 |  |  | 1.4
WI | Rock River | 4057 | CT5A | Rock | 1972-05-01 | 396 | 56.7 | 42.5831 | -89.0292 | CAIRNOX, CAIROS, CAIRSO2, TRNOX, TRSO2G1 | Combustion turbine | Natural Gas | Diesel Oil |  | Electric Utility | [16 empty] | 0.443 | 7.213 | 32560.8 | 0.462 | 4.095 | 17524.6 | 0.4144 | 0.465 | 2099.7 | 0.4431 | 0.6 | 2511.1 | 0.7 | 8.1 | 23217.9 | 0.2 | None Reported | Water Injection | 0.4144 | 0.24864 | 0.3 |  |  | 0.3
WI | Rock River | 4057 | CT5B | Rock | 1972-05-01 | 396 | 56.7 | 42.5831 | -89.0292 | CAIRNOX, CAIROS, CAIRSO2, TRNOX, TRSO2G1 | Combustion turbine | Natural Gas | Diesel Oil |  | Electric Utility | [16 empty] | 0.443 | 7.202 | 32514.5 | 0.4622 | 4.088 | 17492.8 | 0.4105 | 0.393 | 1773.5 | 0.4431 | 0.6 | 2511.1 | 0.7 | 8 | 22826.7 | 0.2 | None Reported | Water Injection | 0.4105 | 0.2463 | 0.3 |  |  | 0.3
WI | Rock River | 4057 | CT6A | Rock | 1972-05-01 | 396 | 56.7 | 42.5831 | -89.0292 | CAIRNOX, CAIROS, CAIRSO2, TRNOX, TRSO2G1 | Combustion turbine | Natural Gas | Diesel Oil |  | Electric Utility | [16 empty] | 0.4431 | 9.23 | 41667.4 | 0.4429 | 3.175 | 14335.9 | 0.4398 | 0.394 | 1778.9 | 0.443 | 0.6 | 2696.9 |  |  |  | 0.2 | None Reported | Water Injection | 0.4398 | 0.26388 | 0.4 |  |  | 0.4
WI | Rock River | 4057 | CT6B | Rock | 1972-05-01 | 396 | 56.7 | 42.5831 | -89.0292 | CAIRNOX, CAIROS, CAIRSO2, TRNOX, TRSO2G1 | Combustion turbine | Natural Gas | Diesel Oil |  | Electric Utility | [16 empty] | 0.4431 | 9.23 | 41667.4 | 0.443 | 2.876 | 12985.7 | 0.4398 | 0.394 | 1778.9 | 0.443 | 0.6 | 2696.9 |  |  |  | 0.2 | None Reported | Water Injection | 0.4398 | 0.26388 | 0.4 |  |  | 0.4
WI | Rockgen Energy Center | 55391 | CT-1 | Dane | 2001-02-15 | 2160 | 187 | 42.9767 | -89.0492 | ARP, CAIRNOX, CAIROS, CAIRSO2, TRNOX, TRSO2G1 | Combustion turbine | Pipeline Natural Gas | Diesel Oil | Dry Low NOx Burners<br>Water Injection | Electric Utility |  | 0.0298 | 5.188 | 336495.25 | 0.0286 | 0.516 | 35894.825 | 0.0287 | 12.818 | 887514.25 | 0.0264 | 2.244 | 170562.092 | 0.0258 | 2.265 | 173692.458 | 0.0243 | 2.279 | 189024.256 | 0.0262 | 1.54 | 119697.674 | 0.0281 | 7.823 | 546564.754 | 0.0297 | 8.3 | 553135.2 | 0.0316 | 16.4 | 1028545.6 | 7 | Dry Low NOx Burners<br>Water Injection | Low Ozone Season Rate | 0.0243 | 0.0243 | 6.8 |  |  | 6.8
WI | Rockgen Energy Center | 55391 | CT-2 | Dane | 2001-03-21 | 2160 | 187 | 42.9767 | -89.0492 | ARP, CAIRNOX, CAIROS, CAIRSO2, TRNOX, TRSO2G1 | Combustion turbine | Pipeline Natural Gas | Diesel Oil | Dry Low NOx Burners<br>Water Injection | Electric Utility |  | 0.0299 | 5.426 | 351708.55 | 0.032 | 2.062 | 126725.825 | 0.0317 | 13.497 | 833912.025 | 0.023 | 4.983 | 431615.246 | 0.0226 | 1.993 | 173038.354 | 0.022 | 1.898 | 173565.405 | 0.0229 | 0.914 | 81547.372 | 0.0254 | 5.298 | 408249.652 | 0.0262 | 6.6 | 494047.5 | 0.0281 | 11.8 | 833091.3 | 6.2 | Dry Low NOx Burners<br>Water Injection | Low Ozone Season Rate | 0.022 | 0.022 | 5.5 |  |  | 5.5
WI | Rockgen Energy Center | 55391 | CT-3 | Dane | 2001-04-07 | 2160 | 187 | 42.9767 | -89.0492 | ARP, CAIRNOX, CAIROS, CAIRSO2, TRNOX, TRSO2G1 | Combustion turbine | Pipeline Natural Gas | Diesel Oil | Dry Low NOx Burners<br>Water Injection | Electric Utility |  | 0.0276 | 5.064 | 362388.6 | 0.0305 | 4.721 | 302786.925 | 0.0309 | 13.611 | 863447.675 | 0.0224 | 5.026 | 450046.346 | 0.0237 | 1.573 | 130216.359 | 0.0229 | 1.462 | 134069.482 | 0.0228 | 4.326 | 391119.807 | 0.0282 | 5.894 | 413392.255 | 0.0272 | 5.9 | 424060 | 0.0318 | 11.6 | 716211.5 | 5.3 | Dry Low NOx Burners<br>Water Injection | Low Ozone Season Rate | 0.0224 | 0.0224 | 4.8 |  |  | 4.8
WI | Sheboygan Falls Energy Facility | 56166 | 1 | Sheboygan | 2005-05-05 | 1830 | 173.4 | 43.7519 | -87.8783 | ARP, CAIRNOX, CAIROS, CAIRSO2, TRNOX, TRSO2G1 | Combustion turbine | Natural Gas |  | Dry Low NOx Burners | Electric Utility | [7 empty] | 0.0322 | 9.823 | 731566.375 | 0.0354 | 1.684 | 119845.55 | 0.0393 | 2.738 | 174632.175 | 0.0441 | 1.069 | 66785.39 | 0.0426 | 0.471 | 30549.836 | 0.033 | 1.215 | 84596.336 | 0.0328 | 1.9 | 130820.2 | 0.0346 | 7.5 | 545322.4 | 1.9 | Dry Low NOx Burners | Low Ozone Season Rate | 0.0322 | 0.0322 | 1.8 |  |  | 1.8
WI | Sheboygan Falls Energy Facility | 56166 | 2 | Sheboygan | 2005-05-15 | 1850 | 173.4 | 43.7519 | -87.8783 | ARP, CAIRNOX, CAIROS, CAIRSO2, TRNOX, TRSO2G1 | Combustion turbine | Natural Gas |  | Dry Low NOx Burners | Electric Utility | [7 empty] | 0.0344 | 9.653 | 678375.85 | 0.0322 | 1.69 | 123278.25 | 0.0298 | 1.948 | 158828.275 | 0.0401 | 1.022 | 71456.779 | 0.0481 | 0.183 | 11231.236 | 0.0327 | 1.23 | 90341.55 | 0.0324 | 1.5 | 113029.7 | 0.0321 | 5.8 | 457822.3 | 1.7 | Dry Low NOx Burners | Low Ozone Season Rate | 0.0298 | 0.0298 | 1.4 |  |  | 1.4
WI | Sheepskin | 4059 | CT1A | Rock | 1969-12-01 | 302 | 41.7 | 42.8347 | -89.1108 | CAIRNOX, CAIROS, CAIRSO2, TRNOX, TRSO2G1 | Combustion turbine | Natural Gas | Diesel Oil |  | Electric Utility | [16 empty] | 0.7001 | 3.414 | 9754.7 | 0.6999 | 2.682 | 7661.8 | 0.7001 | 2.897 | 8277.9 | 0.7 | 3 | 8465.1 | 0.7 | 11.5 | 32978.3 | 0.8 | None Reported | Water Injection | 0.6999 | 0.41994 | 1.8 |  |  | 1.8
WI | Sheepskin | 4059 | CT1B | Rock | 1969-12-01 | 302 | 41.7 | 42.8347 | -89.1108 | CAIRNOX, CAIROS, CAIRSO2, TRNOX, TRSO2G1 | Combustion turbine | Natural Gas | Diesel Oil |  | Electric Utility | [16 empty] | 0.7001 | 3.414 | 9754.7 | 0.6999 | 2.682 | 7661.8 | 0.7001 | 2.897 | 8277.9 | 0.7 | 3 | 8471.1 | 0.7 | 12.4 | 35288.6 | 0.8 | None Reported | Water Injection | 0.6999 | 0.41994 | 1.8 |  |  | 1.8
WI | South Fond Du Lac | 7203 | **CT1 | Fond du Lac | 1993-05-10 | 1336 | 95.4 | 43.7353 | -88.4968 | ARP, CAIRNOX, CAIROS, CAIRSO2, TRNOX, TRSO2G1 | Combustion turbine | Pipeline Natural Gas |  | Water Injection | Electric Utility |  | 0.063 | 11.715 | 357310.35 | 0.0677 | 1.805 | 53388.9 | 0.065 | 16.642 | 499698.7 | 0.0701 | 4.09 | 114966.125 | 0.0705 | 5.267 | 146592.55 | 0.0712 | 3.399 | 93799.234 | 0.0723 | 0.277 | 6899.132 | 0.0705 | 0.861 | 23777.885 | 0.0675 | 0.7 | 19959.2 | 0.0681 | 2.7 | 80191.4 | 0.4 | Water Injection | Low Ozone Season Rate | 0.063 | 0.063 | 0.6 |  |  | 0.6
WI | South Fond Du Lac | 7203 | **CT2 | Fond du Lac | 1994-08-18 | 1336 | 95.4 | 43.7353 | -88.4968 | ARP, CAIRNOX, CAIROS, CAIRSO2, TRNOX, TRSO2G1 | Combustion turbine | Pipeline Natural Gas |  | Water Injection | Electric Utility |  | 0.0726 | 9.132 | 246091.7 | 0.0814 | 3.266 | 80933.55 | 0.0701 | 17.286 | 488806.475 | 0.0709 | 4.589 | 130355.8 | 0.0709 | 6.819 | 192695.3 | 0.0738 | 3.967 | 107389.655 | 0.0725 | 0.525 | 14384.767 | 0.0708 | 1.048 | 29681.379 | 0.0809 | 0.9 | 21586.2 | 0.0817 | 2.6 | 63361.8 | 0.4 | Water Injection | Low Ozone Season Rate | 0.0701 | 0.0701 | 0.8 |  |  | 0.8
WI | South Fond Du Lac | 7203 | **CT3 | Fond du Lac | 1994-08-18 | 1336 | 95.4 | 43.7353 | -88.4968 | ARP, CAIRNOX, CAIROS, CAIRSO2, TRNOX, TRSO2G1 | Combustion turbine | Pipeline Natural Gas |  | Water Injection | Electric Utility |  | 0.0589 | 6.129 | 205468.075 | 0.0578 | 4.242 | 145252.15 | 0.0568 | 13.872 | 482096.95 | 0.0565 | 3.612 | 125585.125 | 0.0566 | 5.452 | 189213 | 0.0566 | 2.51 | 86246.737 | 0.0571 | 0.298 | 9419.435 | 0.0584 | 1.317 | 44598.556 | 0.0683 | 0.2 | 6558.4 | 0.0703 | 3.3 | 92567.2 | 0.1 | Water Injection | Low Ozone Season Rate | 0.0565 | 0.0565 | 0.2 |  |  | 0.2
WI | South Fond Du Lac | 7203 | **CT4 | Fond du Lac | 1996-06-01 | 1336 | 95.4 | 43.7353 | -88.4968 | ARP, CAIRNOX, CAIROS, CAIRSO2, TRNOX, TRSO2G1 | Combustion turbine | Pipeline Natural Gas |  | Water Injection | Electric Utility |  | 0.0684 | 3.212 | 91696.85 |  |  |  | 0.0716 | 18.15 | 506228.825 | 0.0799 | 4.908 | 123667.625 | 0.0801 | 5.896 | 148427.65 | 0.0798 | 3.058 | 77289.162 | 0.082 | 0.424 | 10419.652 | 0.0799 | 1.729 | 43549.693 | 0.0737 | 0.6 | 15455.3 | 0.0748 | 3 | 81561.4 | 0.3 | Water Injection | Low Ozone Season Rate | 0.0684 | 0.0684 | 0.5 |  |  | 0.5
WI | South Oak Creek | 4041 | 5 | Milwaukee | 1959-12-01 | 3661 | 299.2 | 42.8457 | -87.8294 | ARP | Dry bottom wall-fired boiler | Coal | Pipeline Natural Gas |  | Electric Utility | Electric Services | 0.1726 | 478.937 | 5774696.265 | 0.1718 | 613.672 | 7432107.896 | 0.1682 | 484.645 | 5908021.258 | 0.1702 | 625.52 | 7547696.539 | 0.1665 | 530.247 | 6544684.151 | 0.187 | 578.559 | 6473737.28 | 0.1901 | 376.971 | 4099832.052 | 0.1782 | 178.479 | 2068125.491 | 0.1693 | 633.5 | 7800289.4 | 0.0743 | 242.1 | 6605010.1 | 58 | SCR | Existing SCR | 0.0743 | 0.0743 | 278 |  |  | 278
WI | South Oak Creek | 4041 | 6 | Milwaukee | 1961-11-01 | 2965 | 299.2 | 42.8457 | -87.8294 | ARP | Dry bottom wall-fired boiler | Coal | Pipeline Natural Gas |  | Electric Utility | Electric Services | 0.1704 | 383.321 | 4670023.364 | 0.1733 | 560.408 | 6684601.904 | 0.1678 | 617.789 | 7510983.936 | 0.1708 | 534.305 | 6426930.165 | 0.1683 | 280.021 | 3464472.693 | 0.1871 | 650.67 | 7183936.42 | 0.1935 | 470.662 | 4929219.703 | 0.1713 | 544.282 | 6533758.372 | 0.1704 | 528.6 | 6534849.4 | 0.0735 | 217.9 | 6043413.2 | 60 | SCR | Existing SCR | 0.0735 | 0.0735 | 228 |  |  | 228
WI | South Oak Creek | 4041 | 7 | Milwaukee | 1965-03-01 | 4311 | 317.6 | 42.8457 | -87.8294 | ARP | Tangentially-fired | Coal | Pipeline Natural Gas | Low NOx Burner Technology w/ Closed-coupled/Separated OFA | Electric Utility | Electric Services | 0.1377 | 572.551 | 8379130.699 | 0.1407 | 601.651 | 8621016.44 | 0.1325 | 520.513 | 7864822.083 | 0.1291 | 453.749 | 7115545.323 | 0.1349 | 597.036 | 8956191.691 | 0.1369 | 526.79 | 7650765.273 | 0.1246 | 67.177 | 1014757.985 | 0.1252 | 405.188 | 6412650.518 | 0.1272 | 337.5 | 5316432.8 | 0.0773 | 81.4 | 2145664.2 | 33.6 |  | New SCR | 0.0773 | 0.06 | 159.2 |  |  | 159.2
WI | South Oak Creek | 4041 | 8 | Milwaukee | 1967-10-01 | 4014 | 324 | 42.8457 | -87.8294 | ARP | Tangentially-fired | Coal | Pipeline Natural Gas | Low NOx Burner Technology w/ Closed-coupled OFA<br>Low NOx Burner Technology w/ Closed-coupled/Separated OFA (Began Jan 08, 2003) | Electric Utility | Electric Services | 0.1374 | 539.591 | 8012145.863 | 0.1401 | 604.684 | 8668280.754 | 0.1315 | 463.41 | 7146575.119 | 0.1293 | 499.572 | 7780286.037 | 0.1322 | 402.254 | 6145098.856 | 0.1365 | 503.612 | 7349038.327 | 0.124 | 454.149 | 7244585.179 | 0.1264 | 506.286 | 7959768.475 | 0.1254 | 563.6 | 8979835.6 | 0.0818 | 262.5 | 5130217.9 | 60.9 |  | New SCR | 0.0818 | 0.06 | 269.7 |  |  | 269.7
WI | Valley (WEPCO) | 4042 | 1 | Milwaukee | 1968-06-01 | 1000 | 136 | 43.0303 | -87.9233 | ARP | Dry bottom wall-fired boiler | Coal | Pipeline Natural Gas | Low NOx Burner Technology (Dry Bottom only) | Electric Utility | Electric Services | 0.317 | 292.974 | 1805592.942 | 0.3676 | 301.968 | 1619672.074 | 0.3723 | 429.328 | 2260867.358 | 0.3471 | 320.211 | 1813864.642 | 0.3428 | 366.514 | 2103758.014 | 0.295 | 199.12 | 1313723.866 | 0.2494 | 137.526 | 1080204.335 | 0.2556 | 80.454 | 612110.662 | 0.241 | 154.3 | 1288816.9 | 0.2208 | 49.4 | 444851.6 | 35.1 |  | New SNCR | 0.2208 | 0.13248 | 84.8 | Shutdown | Gas Combined Cycle Replacement | 6.1 | 148.2
WI | Valley (WEPCO) | 4042 | 2 | Milwaukee | 1968-06-01 | 959 | 136 | 43.0303 | -87.9233 | ARP | Dry bottom wall-fired boiler | Coal | Pipeline Natural Gas | Low NOx Burner Technology (Dry Bottom only) | Electric Utility | Electric Services | 0.3174 | 274.593 | 1672424.137 | 0.3646 | 307.237 | 1658185.54 | 0.3739 | 430.594 | 2261852.556 | 0.3484 | 342.47 | 1930799.733 | 0.3427 | 358.2 | 2047998.462 | 0.2954 | 203.36 | 1356163.462 | 0.2494 | 143.414 | 1119388.183 | 0.2597 | 72.614 | 551692.766 | 0.2387 | 125.6 | 1074266.7 | 0.2199 | 85 | 751736.3 | 30.5 |  | New SNCR | 0.2199 | 0.13194 | 69.4 | Shutdown | Gas Combined Cycle Replacement | 5.1 | 120.5
WI | Valley (WEPCO) | 4042 | 3 | Milwaukee | 1969-03-01 | 1192 | 136 | 43.0303 | -87.9233 | ARP | Dry bottom wall-fired boiler | Coal | Pipeline Natural Gas | Low NOx Burner Technology (Dry Bottom only) | Electric Utility | Electric Services | 0.383 | 316.765 | 1660627.289 | 0.3926 | 342.412 | 1746443.157 | 0.3807 | 419.966 | 2174953.416 | 0.3952 | 405.601 | 2049194.27 | 0.3703 | 295.305 | 1608304.237 | 0.3769 | 366.54 | 1927349.673 | 0.2439 | 108.317 | 904809.201 | 0.2295 | 175.345 | 1515710.777 | 0.2088 | 51.5 | 491742.1 | 0.2188 | 106.7 | 970646.4 | 11.2 |  | New SNCR | 0.2088 | 0.12528 | 30.9 | Shutdown | Gas Combined Cycle Replacement | 2.3 | 49.2
WI | Valley (WEPCO) | 4042 | 4 | Milwaukee | 1969-03-01 | 1013 | 136 | 43.0303 | -87.9233 | ARP | Dry bottom wall-fired boiler | Coal | Pipeline Natural Gas | Low NOx Burner Technology (Dry Bottom only) | Electric Utility | Electric Services | 0.3812 | 310.25 | 1645752.979 | 0.3921 | 337.362 | 1730327.001 | 0.381 | 448.998 | 2320507.37 | 0.395 | 409.254 | 2068532.965 | 0.3708 | 294.68 | 1603280.899 | 0.3743 | 353.079 | 1867996.278 | 0.2445 | 128.994 | 1072544.524 | 0.2307 | 181.178 | 1570648.996 | 0.2134 | 95.5 | 870618.7 | 0.2186 | 102.9 | 935216 | 23.4 |  | New SNCR | 0.2134 | 0.12804 | 57.3 | Shutdown | Gas Combined Cycle Replacement | 4.1 | 91.4
WI | West Marinette | 4076 | **33 | Marinette | 1993-04-01 | 1274.3 | 83.5 | 45.0869 | -87.6881 | ARP, CAIRNOX, CAIROS, CAIRSO2, TRNOX, TRSO2G1 | Combustion turbine | Pipeline Natural Gas | Diesel Oil | Water Injection | Electric Utility |  | 0.111 | 21.407 | 381929.515 | 0.1322 | 16.277 | 238209.906 | 0.1009 | 56.521 | 1096613.01 | 0.1086 | 11.888 | 212195.347 | 0.1237 | 40.773 | 648636.148 | 0.1128 | 15.66 | 272337.528 | 0.1337 | 6.13 | 90776.151 | 0.1332 | 9.633 | 142386.202 | 0.1227 | 13.3 | 210817.1 | 0.1184 | 20.2 | 333815.9 | 4.5 | Water Injection | Low Ozone Season Rate | 0.1009 | 0.1009 | 10.9 |  |  | 10.9
WI | West Marinette | 4076 | **34 | Marinette | 2000-04-26 | 1231.8 |  | 45.0869 | -87.6881 | ARP, CAIRNOX, CAIROS, CAIRSO2, TRNOX, TRSO2G1 | Combustion turbine | Pipeline Natural Gas | Diesel Oil | Dry Low NOx Burners<br>Water Injection | Electric Utility |  | 0.0307 | 2.734 | 177732.619 | 0.0305 | 2.937 | 192075.225 | 0.0291 | 13.292 | 897186.141 | 0.0285 | 1.935 | 132882.539 | 0.0293 | 5.131 | 346727.026 | 0.03 | 3.387 | 227134.138 | 0.0301 | 0.049 | 2778.726 | 0.0319 | 0.416 | 25599.715 | 0.0318 | 0.7 | 43390.6 | 0.0321 | 4.1 | 253367.8 | 1 | Dry Low NOx Burners<br>Water Injection | Low Ozone Season Rate | 0.0285 | 0.0285 | 0.6 |  |  | 0.6
WI | West Marinette | 4076 | 31A | Marinette | 1971-05-27 | 353 | 41.7 | 45.0869 | -87.6881 | CAIRNOX, CAIROS, CAIRSO2, TRNOX, TRSO2G1 | Combustion turbine | Pipeline Natural Gas | Diesel Oil |  | Electric Utility | [16 empty] | 0.3365 | 5.619 | 30409.97 | 0.3128 | 2.347 | 13488.527 | 0.32 | 0.175 | 826.193 | 0.2927 | 1.3 | 7639.8 | 0.284 | 3.6 | 21470.5 | 0.6 | None Reported | Water Injection | 0.284 | 0.1704 | 0.8 |  |  | 0.8
WI | West Marinette | 4076 | 31B | Marinette | 1971-05-27 | 353 | 41.7 | 45.0869 | -87.6881 | CAIRNOX, CAIROS, CAIRSO2, TRNOX, TRSO2G1 | Combustion turbine | Pipeline Natural Gas | Diesel Oil |  | Electric Utility | [16 empty] | 0.3708 | 6.491 | 32132.278 | 0.3242 | 2.334 | 13399.705 | 0.2851 | 0.125 | 704.016 | 0.2983 | 1.2 | 7345.8 | 0.29 | 3.2 | 19155.3 | 0.6 | None Reported | Water Injection | 0.2851 | 0.17106 | 0.7 |  |  | 0.7
WI | West Marinette | 4076 | 32A | Marinette | 1973-04-03 | 353 | 41.8 | 45.0869 | -87.6881 | CAIRNOX, CAIROS, CAIRSO2, TRNOX, TRSO2G1 | Combustion turbine | Pipeline Natural Gas | Diesel Oil |  | Electric Utility | [16 empty] | 0.3335 | 12.856 | 71529.381 | 0.268 | 1.614 | 10762.266 | 0.1992 | 0.18 | 1295.04 | 0.2613 | 0.3 | 2037.2 | 0.2667 | 3.4 | 22488.7 | 0.2 | None Reported | Water Injection | 0.1992 | 0.11952 | 0.1 |  |  | 0.1
WI | West Marinette | 4076 | 32B | Marinette | 1973-04-03 | 353 | 41.8 | 45.0869 | -87.6881 | CAIRNOX, CAIROS, CAIRSO2, TRNOX, TRSO2G1 | Combustion turbine | Pipeline Natural Gas | Diesel Oil |  | Electric Utility | [16 empty] | 0.3552 | 13.752 | 71390.086 | 0.2459 | 1.397 | 9803.131 | 0.2385 | 0.274 | 1520.821 | 0.2909 | 0.4 | 2137.3 | 0.272 | 3.6 | 23039 | 0.2 | None Reported | Water Injection | 0.2385 | 0.1431 | 0.2 |  |  | 0.2
WI | Weston | 4078 | 1 | Marathon | 1954-12-01 | 1287.7 | 60 | 44.8606 | -89.6553 | ARP | Dry bottom wall-fired boiler | Coal | Natural Gas |  | Electric Utility | Electric Services | 0.7192 | 758.519 | 2057654.389 | 0.7114 | 736.031 | 2017261.621 | 0.7838 | 884.633 | 2195942.276 | 0.6768 | 630.977 | 1822061.94 | 0.8132 | 789.078 | 1894120.612 | 0.7767 | 628.704 | 1584123.818 | 0.2258 | 144.127 | 1172665.324 | 0.2199 | 156.074 | 1365733.379 | 0.2168 | 109.6 | 958623.1 | 0.221 | 74 | 619822.2 | 20.3 |  | New SNCR | 0.2168 | 0.13008 | 65.7 | Shutdown | Gas Combined Cycle Replacement | 4.6 | 105
WI | Weston | 4078 | 2 | Marathon | 1960-01-01 | 1319 | 81.6 | 44.8606 | -89.6553 | ARP | Dry bottom wall-fired boiler | Coal | Natural Gas | Combustion Modification/Fuel Reburning | Electric Utility | Electric Services | 0.4425 | 792.831 | 3563836.205 | 0.4135 | 802.222 | 3861020.955 | 0.3667 | 637.275 | 3457896.65 | 0.3306 | 603.64 | 3633194.658 | 0.4017 | 544.712 | 2680945.291 | 0.4216 | 558.663 | 2616609.527 | 0.2483 | 234.364 | 1834270.982 | 0.2932 | 342.159 | 2367882.143 | 0.2706 | 240.3 | 1669920.9 | 0.2612 | 186.4 | 1329194.3 | 34.5 |  | New SNCR | 0.2483 | 0.06 | 53.3 | Shutdown | Gas Combined Cycle Replacement | 7.9 | 232.4
WI | Weston | 4078 | 3 | Marathon | 1981-12-23 | 4509 | 350.5 | 44.8606 | -89.6553 | ARP | Tangentially-fired | Coal | Natural Gas | Low NOx Burner Technology w/ Closed-coupled OFA | Electric Utility | Electric Services | 0.2724 | 1294.433 | 9512572.478 | 0.231 | 1246.409 | 10800000 | 0.2702 | 1794.55 | 13200000 | 0.2293 | 1508.692 | 13200000 | 0.2459 | 1437.61 | 11700000 | 0.2053 | 1066.523 | 10200000 | 0.2122 | 953.211 | 8733078.048 | 0.1215 | 631.208 | 10800000 | 0.1189 | 495.7 | 8260371 | 0.1122 | 498.9 | 8772886.2 | 49.9 |  | New SCR | 0.1122 | 0.06 | 250.2 |  |  | 250.2
WI | Weston | 4078 | 4 | Marathon | 2008-03-20 | 5217 | 595 | 44.8606 | -89.6553 | ARP, CAIRNOX, CAIROS | Dry bottom wall-fired boiler | Coal | Natural Gas | Selective Catalytic Reduction | Electric Utility | Electric Services | [15 empty] | 0.0648 | 162.519 | 6344188.587 | 0.0563 | 331.597 | 12100000 | 0.056 | 442.398 | 15700000 | 0.0555 | 401.2 | 14400000 | 0.0567 | 328.1 | 11600000 | 74.9 | SCR | Existing SCR | 0.0555 | 0.0555 | 401.2 |  |  | 401.2
WI | Weston | 4078 | 32A | Marathon | 1973-05-25 | 434 | 56.7 | 44.8606 | -89.6553 | CAIRNOX, CAIROS, CAIRSO2, TRNOX, TRSO2G1 | Combustion turbine | Pipeline Natural Gas | Diesel Oil |  | Electric Utility | [16 empty] | 0.3245 | 0.419 | 2577.399 | 0.3267 | 1.353 | 7982.15 | 0.3297 | 0.47 | 2726.382 | 0.3232 | 3.8 | 23019.3 | 0.3279 | 1.8 | 10800.8 | 1.4 | None Reported | Water Injection | 0.3232 | 0.19392 | 2.3 |  |  | 2.3
WI | Weston | 4078 | 32B | Marathon | 1973-05-25 | 434 | 56.7 | 44.8606 | -89.6553 | CAIRNOX, CAIROS, CAIRSO2, TRNOX, TRSO2G1 | Combustion turbine | Pipeline Natural Gas | Diesel Oil |  | Electric Utility | [16 empty] | 0.3523 | 1.871 | 10435.703 | 0.3541 | 1.437 | 7866.101 | 0.3526 | 0.484 | 2618.075 | 0.3488 | 4.9 | 27253.8 | 0.3489 | 1.9 | 10341.3 | 1.7 | None Reported | Water Injection | 0.3488 | 0.20928 | 2.9 |  |  | 2.9
WI | Wheaton Generating Plant | 4014 | 1 | Chippewa | 1972-01-01 | 867 | 48.5 | 44.8864 | -91.5158 | CAIRNOX, CAIROS, CAIRSO2, TRNOX, TRSO2G1 | Combustion turbine | Pipeline Natural Gas | Diesel Oil |  | Electric Utility | [16 empty] | 0.1788 | 1.309 | 14470.452 | 0.2236 | 3.558 | 29426.716 | 0.228 | 10.22 | 83169.882 | 0.2045 | 13.2 | 117467.4 | 0.2302 | 27.1 | 216545 | 3.7 | None Reported | Water Injection | 0.1788 | 0.10728 | 6.9 |  |  | 6.9
WI | Wheaton Generating Plant | 4014 | 2 | Chippewa | 1972-01-01 | 867 | 48.5 | 44.8864 | -91.5158 | CAIRNOX, CAIROS, CAIRSO2, TRNOX, TRSO2G1 | Combustion turbine | Pipeline Natural Gas | Diesel Oil |  | Electric Utility | [16 empty] | 0.2023 | 1.282 | 12521.051 | 0.2728 | 4.781 | 32474.778 | 0.2645 | 9.857 | 66298.646 | 0.2591 | 25.4 | 179618.8 | 0.2913 | 51.8 | 324688 | 5.6 | None Reported | Water Injection | 0.2023 | 0.12138 | 11.9 |  |  | 11.9
WI | Wheaton Generating Plant | 4014 | 3 | Chippewa | 1972-01-01 | 867 | 48.5 | 44.8864 | -91.5158 | CAIRNOX, CAIROS, CAIRSO2, TRNOX, TRSO2G1 | Combustion turbine | Pipeline Natural Gas | Diesel Oil |  | Electric Utility | [16 empty] | 0.1663 | 1.365 | 15753.824 | 0.2199 | 3.464 | 28856.74 | 0.2157 | 23.557 | 199529.996 | 0.1974 | 12.8 | 118608 | 0.2273 | 26.7 | 216701.6 | 3.7 | None Reported | Water Injection | 0.1663 | 0.09978 | 6.5 |  |  | 6.5
WI | Wheaton Generating Plant | 4014 | 4 | Chippewa | 1972-01-01 | 867 | 48.5 | 44.8864 | -91.5158 | CAIRNOX, CAIROS, CAIRSO2, TRNOX, TRSO2G1 | Combustion turbine | Pipeline Natural Gas | Diesel Oil |  | Electric Utility | [16 empty] | 0.2095 | 1.077 | 9271.618 | 0.1931 | 2.538 | 23470.793 | 0.2094 | 20.223 | 176346.584 | 0.1917 | 9.6 | 92093.1 | 0.2211 | 22.5 | 186463.6 | 2.9 | None Reported | Water Injection | 0.1917 | 0.11502 | 5.8 |  |  | 5.8
WI | Wheaton Generating Plant | 4014 | 5 | Chippewa | 1972-01-01 | 910 | 53.1 | 44.8864 | -91.5158 | CAIRNOX, CAIROS, CAIRSO2, TRNOX, TRSO2G1 | Combustion turbine | Diesel Oil |  |  | Electric Utility | [16 empty] | 0.489 | 0.039 | 158.292 | 0.5703 | 1.738 | 5563.298 | 0.5572 | 1.528 | 4975.159 | 0.5692 | 1.4 | 4441.2 | 0.5243 | 8.3 | 30174 | 0.1 | None Reported | Water Injection | 0.489 | 0.2934 | 0.7 |  |  | 0.7
WI | Wheaton Generating Plant | 4014 | 6 | Chippewa | 1972-01-01 | 910 | 53.1 | 44.8864 | -91.5158 | CAIRNOX, CAIROS, CAIRSO2, TRNOX, TRSO2G1 | Combustion turbine | Diesel Oil |  |  | Electric Utility | [16 empty] | 0.5783 | 1.053 | 3356.028 | 0.5782 | 1.833 | 6057.548 | 0.6108 | 1.702 | 4878.182 | 0.5831 | 1.5 | 4556 | 0.5475 | 9.9 | 35038.8 | 0.1 | None Reported | Water Injection | 0.5475 | 0.3285 | 0.8 |  |  | 0.8
WV | Albright Power Station | 3942 | 1 | Preston | 1952-01-01 | 1082 | 69 | 39.4883 | -79.6367 | ARP, NBP | Dry bottom wall-fired boiler | Coal |  | Low NOx Burner Technology (Dry Bottom only) | Electric Utility | Electric Services | 0.6886 | 762.978 | 2197951.498 | 0.4744 | 40.582 | 158172.129 | 0.5203 | 318.699 | 1180522.514 | 0.514 | 169.332 | 638015.461 | 0.5165 | 372.754 | 1387191.873 | 0.6074 | 189.882 | 589797.211 | 0.6243 | 35.348 | 107081.987 | 0.6488 | 220.858 | 633991.616 | 0.7003 | 189.8 | 515835.7 | 0.5716 | 50.9 | 151690.4 | 13 |  | New SNCR | 0.4744 | 0.28464 | 77.2 | Shutdown | Gas Combined Cycle Replacement | 2.5 | 187.4
WV | Albright Power Station | 3942 | 2 | Preston | 1952-01-01 | 993.2 | 69 | 39.4883 | -79.6367 | ARP, NBP | Dry bottom wall-fired boiler | Coal |  | Low NOx Burner Technology (Dry Bottom only) | Electric Utility | Electric Services | 0.6759 | 723.476 | 2079428.234 | 0.4513 | 44.986 | 177902.766 | 0.3916 | 240.603 | 1159085.072 | 0.3914 | 184.611 | 893192.419 | 0.4484 | 369.903 | 1534417.681 | 0.3929 | 154.084 | 724387.751 | 0.3586 | 31.455 | 150384.962 | 0.3932 | 177.489 | 818348.099 | 0.3932 | 93.8 | 427052.7 | 0.4419 | 46.6 | 181230.7 | 11.7 |  | New SNCR | 0.3586 | 0.21516 | 51.3 | Shutdown | Gas Combined Cycle Replacement | 2 | 91.8
WV | Albright Power Station | 3942 | 3 | Preston | 1954-01-01 | 3980 | 140.2 | 39.4883 | -79.6367 | ARP, NBP | Tangentially-fired | Coal |  | Low NOx Burner Technology w/ Closed-coupled/Separated OFA | Electric Utility | Electric Services | 0.3574 | 852.577 | 4778926.312 | 0.2012 | 154.434 | 1488613.454 | 0.203 | 300.164 | 2890408.046 | 0.1922 | 224.511 | 2238006.031 | 0.1891 | 343.24 | 3459208.834 | 0.2027 | 210.393 | 1996015.461 | 0.2775 | 132.199 | 894429.07 | 0.2605 | 164.868 | 1195213.709 | 0.2856 | 293.5 | 1995805.2 | 0.2789 | 206 | 1451912.6 | 13.7 |  | New SCR | 0.1891 | 0.06 | 61.7 | Shutdown | Gas Combined Cycle Replacement | 9.5 | 284
WV | Big Sandy Peaker Plant | 55284 | GS01 | Wayne | 2001-06-06 | 300 | 57 | 38.3441 | -82.5938 | ARP, CAIRNOX, CAIROS, CAIRSO2, TRNOX, TRNOXOS, TRSO2G1 | Combustion turbine | Pipeline Natural Gas |  | Water Injection | Electric Utility |  | 0.1499 | 0.223 | 2975.4 |  |  |  | 0.079 | 1.586 | 40148 | 0.0696 | 4.002 | 114827 | 0.0659 | 3.444 | 107391.2 | 0.0639 | 0.889 | 27778.3 | 0.1092 | 0.549 | 16424 | 0.0641 | 1.023 | 31967.5 | 0.0937 | 1.1 | 32923.7 | 0.0926 | 1.7 | 45499.1 | 3 | Water Injection | Low Ozone Season Rate | 0.0639 | 0.0639 | 0.7 |  |  | 0.7
WV | Big Sandy Peaker Plant | 55284 | GS02 | Wayne | 2001-06-06 | 300 | 57 | 38.3441 | -82.5938 | ARP, CAIRNOX, CAIROS, CAIRSO2, TRNOX, TRNOXOS, TRSO2G1 | Combustion turbine | Pipeline Natural Gas |  | Water Injection | Electric Utility |  | 0.1499 | 0.223 | 2975.4 |  |  |  | 0.075 | 1.505 | 40126.3 | 0.0729 | 4.189 | 114942.8 | 0.0748 | 3.72 | 101276.4 | 0.1091 | 0.109 | 2878.3 | 0.1629 | 0.507 | 12808.9 | 0.0722 | 0.882 | 24508 | 0.1111 | 0.9 | 24989.5 | 0.0929 | 1.7 | 43015.3 | 2.3 | Water Injection | Low Ozone Season Rate | 0.0722 | 0.0722 | 0.6 |  |  | 0.6
WV | Big Sandy Peaker Plant | 55284 | GS03 | Wayne | 2001-06-24 | 300 | 57 | 38.3441 | -82.5938 | ARP, CAIRNOX, CAIROS, CAIRSO2, TRNOX, TRNOXOS, TRSO2G1 | Combustion turbine | Pipeline Natural Gas |  | Water Injection | Electric Utility |  |  |  |  | 0.149 | 0.003 | 43 | 0.075 | 1.574 | 41971 | 0.0679 | 3.787 | 111570.3 | 0.065 | 3.341 | 103956.6 | 0.0639 | 1.042 | 32563.1 | 0.1116 | 0.427 | 12689.7 | 0.0641 | 0.711 | 22245.4 | 0.1014 | 1 | 29230.3 | 0.0976 | 1 | 26458 | 2.7 | Water Injection | Low Ozone Season Rate | 0.0639 | 0.0639 | 0.6 |  |  | 0.6
WV | Big Sandy Peaker Plant | 55284 | GS04 | Wayne | 2001-06-24 | 300 | 57 | 38.3441 | -82.5938 | ARP, CAIRNOX, CAIROS, CAIRSO2, TRNOX, TRNOXOS, TRSO2G1 | Combustion turbine | Pipeline Natural Gas |  | Water Injection | Electric Utility | [7 empty] | 0.069 | 1.446 | 41915.3 | 0.0699 | 3.903 | 111674.3 | 0.073 | 3.731 | 103067.9 | 0.083 | 1.194 | 32795.9 | 0.1854 | 0.414 | 9994.4 | 0.0721 | 0.757 | 21002.7 | 0.1103 | 1 | 26937.9 | 0.0943 | 1 | 25211.1 | 2.4 | Water Injection | Low Ozone Season Rate | 0.069 | 0.069 | 0.6 |  |  | 0.6
WV | Big Sandy Peaker Plant | 55284 | GS05 | Wayne | 2001-07-04 | 300 | 57 | 38.3441 | -82.5938 | ARP, CAIRNOX, CAIROS, CAIRSO2, TRNOX, TRNOXOS, TRSO2G1 | Combustion turbine | Pipeline Natural Gas |  | Water Injection | Electric Utility |  | 0.15 | 0.225 | 3001.6 |  |  |  | 0.08 | 1.756 | 43923.3 | 0.0704 | 4.014 | 113907.4 | 0.0649 | 3.939 | 122953.2 | 0.0639 | 1.39 | 43457 | 0.1012 | 0.452 | 13581.1 | 0.0641 | 0.801 | 25058.5 | 0.1469 | 0.5 | 13205.7 | 0.1003 | 1.1 | 28545.2 | 1.2 | Water Injection | Low Ozone Season Rate | 0.0639 | 0.0639 | 0.2 |  |  | 0.2
WV | Big Sandy Peaker Plant | 55284 | GS06 | Wayne | 2001-07-04 | 300 | 57 | 38.3441 | -82.5938 | ARP, CAIRNOX, CAIROS, CAIRSO2, TRNOX, TRNOXOS, TRSO2G1 | Combustion turbine | Pipeline Natural Gas |  | Water Injection | Electric Utility |  | 0.15 | 0.225 | 3001.6 |  |  |  | 0.078 | 1.711 | 43883.3 | 0.0746 | 4.255 | 114023.4 | 0.0737 | 4.114 | 114083.8 | 0.0776 | 1.556 | 42984.7 | 0.1742 | 0.467 | 11619.7 | 0.0721 | 0.796 | 22118.6 | 0.1089 | 0.8 | 21337.9 | 0.1007 | 1 | 24951.3 | 1.9 | Water Injection | Low Ozone Season Rate | 0.0721 | 0.0721 | 0.5 |  |  | 0.5
WV | Big Sandy Peaker Plant | 55284 | GS07 | Wayne | 2001-07-04 | 300 | 57 | 38.3441 | -82.5938 | ARP, CAIRNOX, CAIROS, CAIRSO2, TRNOX, TRNOXOS, TRSO2G1 | Combustion turbine | Pipeline Natural Gas |  | Water Injection | Electric Utility |  | 0.15 | 0.236 | 3151.6 |  |  |  | 0.072 | 1.486 | 41303.6 | 0.073 | 4.056 | 110237.5 | 0.1199 | 0.317 | 6830 | 0.0991 | 1.279 | 27887.1 | 0.1553 | 0.615 | 12901.6 | 0.0909 | 0.898 | 19738 | 0.1151 | 1.2 | 26122.7 | 0.1092 | 0.9 | 22898.5 | 2.4 | Water Injection | Low Ozone Season Rate | 0.072 | 0.072 | 0.8 |  |  | 0.8
WV | Big Sandy Peaker Plant | 55284 | GS08 | Wayne | 2001-07-04 | 300 | 57 | 38.3441 | -82.5938 | ARP, CAIRNOX, CAIROS, CAIRSO2, TRNOX, TRNOXOS, TRSO2G1 | Combustion turbine | Pipeline Natural Gas |  | Water Injection | Electric Utility |  | 0.15 | 0.236 | 3151.6 |  |  |  | 0.08 | 1.649 | 41243.1 | 0.08 | 4.412 | 109983.1 | 0.087 | 4.039 | 92986.2 | 0.0859 | 0.097 | 2261.4 | 0.2613 | 0.469 | 8430.2 | 0.086 | 0.789 | 18326.3 | 0.1153 | 1.2 | 26015.9 | 0.1133 | 0.9 | 21900 | 2.4 | Water Injection | Low Ozone Season Rate | 0.08 | 0.08 | 0.8 |  |  | 0.8
WV | Big Sandy Peaker Plant | 55284 | GS09 | Wayne | 2001-07-17 | 300 | 57 | 38.3441 | -82.5938 | ARP, CAIRNOX, CAIROS, CAIRSO2, TRNOX, TRNOXOS, TRSO2G1 | Combustion turbine | Pipeline Natural Gas |  | Water Injection | Electric Utility |  | 0.15 | 0.27 | 3601.4 |  |  |  | 0.084 | 1.838 | 43741.3 | 0.0842 | 4.469 | 106020.8 | 0.0927 | 5.405 | 118439.9 | 0.0911 | 1.978 | 43458.6 | 0.1373 | 0.748 | 15894.9 | 0.0908 | 1.089 | 23923.1 | 0.1121 | 1.5 | 31899.3 | 0.1036 | 0.9 | 21544.7 | 2.9 | Water Injection | Low Ozone Season Rate | 0.084 | 0.084 | 1.1 |  |  | 1.1
WV | Big Sandy Peaker Plant | 55284 | GS10 | Wayne | 2001-07-17 | 300 | 57 | 38.3441 | -82.5938 | ARP, CAIRNOX, CAIROS, CAIRSO2, TRNOX, TRNOXOS, TRSO2G1 | Combustion turbine | Pipeline Natural Gas |  | Water Injection | Electric Utility |  | 0.15 | 0.27 | 3601.4 |  |  |  | 0.084 | 1.837 | 43721.3 | 0.0842 | 4.459 | 105778.1 | 0.0894 | 4.933 | 113974.8 | 0.0917 | 1.762 | 40799.2 | 0.1631 | 0.689 | 14647.5 | 0.086 | 0.956 | 22224.7 | 0.1123 | 1.3 | 30167.5 | 0.1436 | 0.9 | 23030 | 2.7 | Water Injection | Low Ozone Season Rate | 0.084 | 0.084 | 1 |  |  | 1
WV | Big Sandy Peaker Plant | 55284 | GS11 | Wayne | 2001-07-30 | 300 | 57 | 38.3441 | -82.5938 | ARP, CAIRNOX, CAIROS, CAIRSO2, TRNOX, TRNOXOS, TRSO2G1 | Combustion turbine | Pipeline Natural Gas |  | Water Injection | Electric Utility |  | 0.15 | 0.434 | 5787.7 |  |  |  | 0.079 | 1.719 | 43504.1 | 0.0799 | 4.359 | 108860.6 | 0.0926 | 2.685 | 58941.1 | 0.0911 | 1.944 | 42723.4 | 0.1578 | 0.814 | 15352.1 | 0.091 | 0.785 | 17241.2 | 0.1177 | 1.6 | 33621.4 | 0.0994 | 0.6 | 16627.1 | 3.1 | Water Injection | Low Ozone Season Rate | 0.079 | 0.079 | 1.1 |  |  | 1.1
WV | Big Sandy Peaker Plant | 55284 | GS12 | Wayne | 2001-07-30 | 300 | 57 | 38.3441 | -82.5938 | ARP, CAIRNOX, CAIROS, CAIRSO2, TRNOX, TRNOXOS, TRSO2G1 | Combustion turbine | Pipeline Natural Gas |  | Water Injection | Electric Utility |  | 0.15 | 0.434 | 5787.7 |  |  |  | 0.081 | 1.761 | 43482.5 | 0.0816 | 4.446 | 108733.5 | 0.0878 | 4.616 | 106753.3 | 0.0972 | 1.831 | 42184.5 | 0.1996 | 0.591 | 12382.8 | 0.086 | 0.704 | 16352.5 | 0.1174 | 1.4 | 32010.7 | 0.0972 | 0.8 | 22464.7 | 2.9 | Water Injection | Low Ozone Season Rate | 0.081 | 0.081 | 1 |  |  | 1
WV | Ceredo Generating Station | 55276 | 1 | Wayne | 2001-04-07 | 1114 | 86.5 | 38.3681 | -82.5339 | ARP, CAIRNOX, CAIROS, CAIRSO2, TRNOX, TRNOXOS, TRSO2G1 | Combustion turbine | Pipeline Natural Gas |  | Combustion Modification/Fuel Reburning | Electric Utility |  | 0.0243 | 0.298 | 25020.275 | 0.026 | 0.007 | 555.45 | 0.0262 | 0.455 | 34376.5 | 0.0258 | 1.767 | 135917.3 | 0.0258 | 1.888 | 145368.7 | 0.0259 | 0.578 | 44521.5 | 0.0243 | 0.11 | 8477.6 | 0.0258 | 1.008 | 77517.4 | 0.0242 | 0.7 | 52798.8 | 0.0245 | 0.8 | 61835 | 1.3 | Combustion Modification/Fuel Reburning | Low Ozone Season Rate | 0.0242 | 0.0242 | 0.7 |  |  | 0.7
WV | Ceredo Generating Station | 55276 | 2 | Wayne | 2001-04-08 | 1114 | 86.5 | 38.3681 | -82.5339 | ARP, CAIRNOX, CAIROS, CAIRSO2, TRNOX, TRNOXOS, TRSO2G1 | Combustion turbine | Pipeline Natural Gas |  | Combustion Modification/Fuel Reburning | Electric Utility |  | 0.0265 | 0.295 | 22252.95 | 0.028 | 0.008 | 555.45 | 0.0252 | 0.464 | 36555.9 | 0.0257 | 1.774 | 137156.8 | 0.0258 | 1.864 | 143493.3 | 0.0258 | 0.615 | 47354 | 0.0264 | 0.11 | 8437.6 | 0.0258 | 1.002 | 77017.8 | 0.0243 | 0.6 | 49977.4 | 0.0243 | 1 | 77332.5 | 1.2 | Combustion Modification/Fuel Reburning | Low Ozone Season Rate | 0.0243 | 0.0243 | 0.6 |  |  | 0.6
WV | Ceredo Generating Station | 55276 | 3 | Wayne | 2001-04-11 | 1114 | 86.5 | 38.3681 | -82.5339 | ARP, CAIRNOX, CAIROS, CAIRSO2, TRNOX, TRNOXOS, TRSO2G1 | Combustion turbine | Pipeline Natural Gas |  | Combustion Modification/Fuel Reburning | Electric Utility |  | 0.0263 | 0.381 | 28522.175 | 0.025 | 0.001 | 81.65 | 0.0273 | 0.457 | 33282.8 | 0.0259 | 1.663 | 127402.1 | 0.0258 | 1.873 | 144172.5 | 0.0259 | 0.44 | 33846.6 | 0.0248 | 0.111 | 8544.8 | 0.0258 | 1.114 | 85656.1 | 0.0249 | 0.8 | 60059.6 | 0.024 | 0.6 | 51713.8 | 1.5 | Combustion Modification/Fuel Reburning | Low Ozone Season Rate | 0.024 | 0.024 | 0.7 |  |  | 0.7
WV | Ceredo Generating Station | 55276 | 4 | Wayne | 2001-04-13 | 1114 | 86.5 | 38.3681 | -82.5339 | ARP, CAIRNOX, CAIROS, CAIRSO2, TRNOX, TRNOXOS, TRSO2G1 | Combustion turbine | Pipeline Natural Gas |  | Combustion Modification/Fuel Reburning | Electric Utility |  | 0.0254 | 0.357 | 27704.55 | 0.024 | 0.001 | 75.55 | 0.0284 | 0.357 | 24963.4 | 0.0261 | 1.27 | 97134.2 | 0.0258 | 1.961 | 150906.9 | 0.026 | 0.443 | 34085.2 | 0.0256 | 0.106 | 8118.1 | 0.0258 | 0.985 | 75750.7 | 0.025 | 0.7 | 56777.3 | 0.0247 | 0.6 | 46467.6 | 1.4 | Combustion Modification/Fuel Reburning | Low Ozone Season Rate | 0.024 | 0.024 | 0.7 |  |  | 0.7
WV | Ceredo Generating Station | 55276 | 5 | Wayne | 2001-04-26 | 1114 | 86.5 | 38.3681 | -82.5339 | ARP, CAIRNOX, CAIROS, CAIRSO2, TRNOX, TRNOXOS, TRSO2G1 | Combustion turbine | Pipeline Natural Gas |  | Combustion Modification/Fuel Reburning | Electric Utility |  | 0.0264 | 0.552 | 41586.6 | 0.0264 | 0.03 | 2224.575 | 0.0276 | 0.315 | 22588.2 | 0.0259 | 1.249 | 95795.9 | 0.0258 | 1.815 | 139738.2 | 0.0259 | 0.534 | 41128.8 | 0.0263 | 0.11 | 8475.4 | 0.0258 | 0.623 | 47946.4 | 0.0259 | 0.5 | 42292.2 | 0.0245 | 0.4 | 32264.3 | 1 | Combustion Modification/Fuel Reburning | Low Ozone Season Rate | 0.0245 | 0.0245 | 0.5 |  |  | 0.5
WV | Ceredo Generating Station | 55276 | 6 | Wayne | 2001-04-29 | 1114 | 86.5 | 38.3681 | -82.5339 | ARP, CAIRNOX, CAIROS, CAIRSO2, TRNOX, TRNOXOS, TRSO2G1 | Combustion turbine | Pipeline Natural Gas |  | Combustion Modification/Fuel Reburning | Electric Utility |  | 0.0291 | 0.62 | 42032.25 | 0.0294 | 0.032 | 2174.075 | 0.0318 | 0.345 | 21493.5 | 0.0264 | 1.361 | 102096.9 | 0.0258 | 1.89 | 145444.1 | 0.0259 | 0.54 | 41580.3 | 0.0261 | 0.108 | 8275 | 0.0258 | 0.683 | 52537.2 | 0.025 | 0.6 | 45400.4 | 0.0242 | 0.5 | 40260.3 | 1.1 | Combustion Modification/Fuel Reburning | Low Ozone Season Rate | 0.0242 | 0.0242 | 0.6 |  |  | 0.6
WV | Fort Martin Power Station | 3943 | 1 | Monongalia | 1967-01-01 | 6617 | 576 | 39.7107 | -79.9275 | ARP, NBP | Tangentially-fired | Coal |  | Low NOx Burner Technology w/ Closed-coupled OFA | Electric Utility | Electric Services | 0.3152 | 2541.861 | 16000000 | 0.2828 | 2011.3 | 14200000 | 0.2352 | 1812.271 | 15300000 | 0.2478 | 2029.176 | 16300000 | 0.2636 | 2072.745 | 15600000 | 0.2856 | 2205.656 | 15400000 | 0.2704 | 883.551 | 6434493.162 | 0.3187 | 2170.84 | 13500000 | 0.3514 | 2659.6 | 14800000 | 0.3188 | 2729.8 | 16900000 | 61.1 |  | New SCR | 0.2352 | 0.06 | 454.1 |  |  | 454.1
WV | Fort Martin Power Station | 3943 | 2 | Monongalia | 1968-01-01 | 5872 | 576 | 39.7107 | -79.9275 | ARP, NBP | Cell burner boiler | Coal |  | Low NOx Cell Burner | Electric Utility | Electric Services | 0.3041 | 2346.111 | 15200000 | 0.2454 | 1422.324 | 11500000 | 0.2591 | 1680.191 | 12900000 | 0.2347 | 1793.365 | 15300000 | 0.2561 | 1711.473 | 13400000 | 0.257 | 1836.535 | 14200000 | 0.2732 | 1142.906 | 8405161.22 | 0.3037 | 2500.465 | 16200000 | 0.3042 | 2217.1 | 14600000 | 0.2533 | 1102.7 | 8005449.6 | 67.6 |  | New SCR | 0.2347 | 0.06 | 437.3 |  |  | 437.3
WV | Grant Town Power Plant | 10151 | 1A | Marion | 1993-04-01 | 866.5 | 95.7 | 39.5611 | -80.1642 | NBP | Circulating fluidized bed boiler | Coal Refuse |  | Selective Non-catalytic Reduction (Began Sep 01, 2003)<br>Combustion Modification/Fuel Reburning | Small Power Producer |  | 0.3709 | 353.259 | 1892724.95 | 0.1627 | 134.159 | 1670835.033 | 0.0721 | 74.804 | 2073229.693 | 0.0902 | 63.112 | 1790958.523 | 0.14 | 132.978 | 1901701.284 | 0.1874 | 189.264 | 2016195.668 | 0.0867 | 89.986 | 2105464.676 | 0.2735 | 249.152 | 1819838.486 | 0.2699 | 252.7 | 1874904.2 | 0.2947 | 271.7 | 1843994.8 | 58.9 | SNCR | Existing SNCR | 0.0721 | 0.0721 | 67.5 |  |  | 67.5
WV | Grant Town Power Plant | 10151 | 1B | Marion | 1993-04-01 | 866.5 | 95.7 | 39.5611 | -80.1642 | NBP | Circulating fluidized bed boiler | Coal Refuse |  | Selective Non-catalytic Reduction (Began Sep 01, 2003)<br>Combustion Modification/Fuel Reburning | Small Power Producer |  | 0.3728 | 367.593 | 1960347.599 | 0.163 | 132.824 | 1650980.192 | 0.0722 | 76.038 | 2104774.407 | 0.0902 | 68.203 | 1902728.077 | 0.1376 | 131.289 | 1910423.491 | 0.1881 | 180.032 | 1907858.254 | 0.0891 | 90.021 | 2049149.036 | 0.2664 | 245.235 | 1833788.793 | 0.2637 | 259.1 | 1964205.5 | 0.2908 | 287.5 | 1970989.1 | 61.7 | SNCR | Existing SNCR | 0.0722 | 0.0722 | 71 |  |  | 71
WV | Harrison Power Station | 3944 | 1 | Harrison | 1972-01-01 | 7583 | 684 | 39.3844 | -80.3325 | ARP, NBP | Dry bottom wall-fired boiler | Coal |  | Low NOx Burner Technology (Dry Bottom only)<br>Selective Catalytic Reduction | Electric Utility | Electric Services | 0.1389 | 1125.028 | 16600000 | 0.0723 | 563.52 | 16000000 | 0.0634 | 480.381 | 15500000 | 0.0788 | 615.244 | 16400000 | 0.0683 | 620.903 | 19000000 | 0.1412 | 1101.839 | 15800000 | 0.1174 | 435.733 | 8619225.947 | 0.1936 | 1582.979 | 17200000 | 0.1951 | 1698.4 | 17800000 | 0.3132 | 2568.8 | 17500000 | 63.9 | SCR | Existing SCR | 0.0634 | 0.0634 | 551.9 |  |  | 551.9
WV | Harrison Power Station | 3944 | 2 | Harrison | 1973-01-01 | 6816.9 | 684 | 39.3844 | -80.3325 | ARP, NBP | Dry bottom wall-fired boiler | Coal |  | Low NOx Burner Technology (Dry Bottom only)<br>Selective Catalytic Reduction (Began Apr 01, 2003) | Electric Utility | Electric Services | 0.1545 | 1522.517 | 19800000 | 0.0707 | 573.181 | 16500000 | 0.0662 | 607.112 | 18500000 | 0.079 | 826.256 | 21400000 | 0.0906 | 656.511 | 15200000 | 0.1445 | 1267.54 | 18300000 | 0.0796 | 491.631 | 14100000 | 0.2598 | 2309.782 | 18200000 | 0.2062 | 1774.7 | 17600000 | 0.3038 | 1967.6 | 13400000 | 70.5 | SCR | Existing SCR | 0.0662 | 0.0662 | 569.7 |  |  | 569.7
WV | Harrison Power Station | 3944 | 3 | Harrison | 1974-01-01 | 7346 | 684 | 39.3844 | -80.3325 | ARP, NBP | Dry bottom wall-fired boiler | Coal |  | Low NOx Burner Technology (Dry Bottom only)<br>Selective Catalytic Reduction (Began Apr 01, 2003) | Electric Utility | Electric Services | 0.166 | 1288.438 | 15600000 | 0.0713 | 579.78 | 16500000 | 0.0658 | 678.823 | 20800000 | 0.0701 | 538.541 | 16400000 | 0.0723 | 719.834 | 20500000 | 0.1271 | 1121.548 | 18100000 | 0.084 | 546.627 | 15800000 | 0.1863 | 1612.849 | 17300000 | 0.2149 | 1834.2 | 17200000 | 0.3079 | 2628.2 | 17800000 | 63.6 | SCR | Existing SCR | 0.0658 | 0.0658 | 561.6 |  |  | 561.6
WV | John E Amos | 3935 | 1 | Putnam | 1971-09-01 | 7020 | 816.3 | 38.4731 | -81.8233 | ARP, NBP | Dry bottom wall-fired boiler | Coal |  | Low NOx Burner Technology (Dry Bottom only) | Electric Utility | Electric Services | 0.5357 | 5291.506 | 19700000 | 0.2624 | 2028.818 | 14900000 | 0.0366 | 421.965 | 23700000 | 0.0317 | 353.184 | 22600000 | 0.0489 | 467.431 | 20200000 | 0.05 | 522.091 | 21400000 | 0.0491 | 360.276 | 15100000 | 0.0569 | 294.725 | 12500000 | 0.0538 | 442.6 | 20400000 | 0.0473 | 380.5 | 17400000 | 79 | SCR | Existing SCR | 0.0317 | 0.0317 | 260.8 |  |  | 260.8
WV | John E Amos | 3935 | 2 | Putnam | 1972-06-06 | 7020 | 816.3 | 38.4731 | -81.8233 | ARP, NBP | Dry bottom wall-fired boiler | Coal |  | Low NOx Burner Technology (Dry Bottom only) | Electric Utility | Electric Services | 0.5308 | 4991.404 | 18700000 | 0.2306 | 1941.591 | 17100000 | 0.0357 | 368.66 | 21800000 | 0.0312 | 301.145 | 20100000 | 0.052 | 536.133 | 21100000 | 0.0502 | 404.368 | 17100000 | 0.0548 | 449.954 | 17200000 | 0.0667 | 576.696 | 19300000 | 0.0504 | 496.6 | 21400000 | 0.0498 | 405.9 | 16400000 | 83.1 | SCR | Existing SCR | 0.0312 | 0.0312 | 307.4 |  |  | 307.4
WV | John E Amos | 3935 | 3 | Putnam | 1973-10-22 | 11900 | 1300 | 38.4731 | -81.8233 | ARP, NBP | Cell burner boiler | Coal |  | Low NOx Cell Burner<br>Selective Catalytic Reduction | Electric Utility | Electric Services | 0.0955 | 1517.251 | 33700000 | 0.0937 | 1089.531 | 25200000 | 0.0922 | 1539.146 | 35600000 | 0.0807 | 1414.704 | 37200000 | 0.1251 | 1854.081 | 30900000 | 0.1028 | 1251.365 | 25900000 | 0.0669 | 846.083 | 28900000 | 0.0678 | 998.795 | 34300000 | 0.0724 | 917.9 | 30000000 | 0.0614 | 615.2 | 21300000 | 68.6 | SCR | Existing SCR | 0.0614 | 0.0614 | 778.4 |  |  | 778.4
WV | John E Amos | 3935 | AUX1 | Putnam | 1971-09-01 | 642 |  | 38.4731 | -81.8233 | NBP | Other boiler | Diesel Oil |  |  | Electric Utility | Electric Services | [15 empty] | 0.1449 | 1.281 | 17661.4 | 0.149 | 1.952 | 26193.6 | 0.149 | 6.813 | 91408.1 | 0.149 | 1.2 | 16062.8 |  |  |  | 0.7 |  | New SNCR | 0.1449 | 0.08694 | 0.7 |  |  | 0.7
WV | John E Amos | 3935 | AUX3 | Putnam | 1973-10-22 | 598 |  | 38.4731 | -81.8233 | NBP | Other boiler | Diesel Oil |  |  | Electric Utility | Electric Services | 1.9277 | 14.466 | 15027.7 |  |  |  | 0.1209 | 0.589 | 9729.5 |  |  |  | 0.1207 | 0.152 | 2511.6 | 0.1193 | 0.484 | 8120.8 | 0.112 | 1.517 | 27071.5 | 0.1119 | 1.906 | 34032.3 | 0.112 | 0.2 | 3259.1 |  |  |  | 0.1 |  | New SNCR | 0.1119 | 0.06714 | 0.1 |  |  | 0.1
WV | Kammer | 3947 | 1 | Marshall | 1958-07-01 | 2156 | 237.5 | 39.8464 | -80.8189 | ARP, NBP | Cyclone boiler | Coal |  | Overfire Air | Electric Utility | Electric Services | 0.6446 | 1272.441 | 3937574.747 | 0.4324 | 779.032 | 3604699.51 | 0.4235 | 825.677 | 3893746.933 | 0.4458 | 1021.7 | 4602558.453 | 0.4118 | 1031.624 | 5013682.67 | 0.4254 | 857.168 | 4033185.966 | 0.3963 | 453.948 | 2267352.343 | 0.43 | 353.703 | 1620987.458 | 0.4215 | 274.3 | 1307582.9 | 0.4315 | 645.5 | 2988619.2 | 16.5 |  | New SCR | 0.3963 | 0.06 | 39 | Shutdown | Gas Combined Cycle Replacement | 6.2 | 268.1
WV | Kammer | 3947 | 2 | Marshall | 1958-11-07 | 2156 | 237.5 | 39.8464 | -80.8189 | ARP, NBP | Cyclone boiler | Coal |  | Overfire Air | Electric Utility | Electric Services | 0.6453 | 1677.745 | 5202997.108 | 0.4282 | 536.533 | 2520295.239 | 0.4216 | 1004.114 | 4769415.786 | 0.4455 | 1049.844 | 4730656.998 | 0.4161 | 1129.877 | 5424114.575 | 0.4292 | 927.44 | 4313543.091 | 0.3978 | 237.626 | 1197153.339 | 0.437 | 467.311 | 2157858.932 | 0.431 | 654.3 | 3031110.6 | 0.4286 | 644.4 | 3017977.2 | 38.3 |  | New SCR | 0.3978 | 0.06 | 91.1 | Shutdown | Gas Combined Cycle Replacement | 14.4 | 639.9
WV | Kammer | 3947 | 3 | Marshall | 1959-03-30 | 2156 | 237.5 | 39.8464 | -80.8189 | ARP, NBP | Cyclone boiler | Coal |  | Overfire Air | Electric Utility | Electric Services | 0.6579 | 1461.511 | 4425479.535 | 0.4399 | 785.846 | 3557805.726 | 0.4191 | 1012.606 | 4839977.334 | 0.4446 | 1096.606 | 4873458.71 | 0.416 | 1152.377 | 5533215.159 | 0.4263 | 975.684 | 4581512.651 | 0.401 | 589.679 | 2942860.558 | 0.418 | 356.779 | 1718241.857 | 0.4206 | 683.7 | 3247748.2 | 0.4223 | 635 | 3031536.2 | 41 |  | New SCR | 0.401 | 0.06 | 97.5 | Shutdown | Gas Combined Cycle Replacement | 15.4 | 668.2
WV | Kanawha River | 3936 | 1 | Kanawha | 1953-07-16 | 1950 | 219.6 | 38.2056 | -81.4211 | ARP, NBP | Dry bottom vertically-fired boiler | Coal |  | Low NOx Burner Technology (Dry Bottom only) | Electric Utility | Electric Services | 0.4919 | 1224.142 | 4992704.228 | 0.2769 | 437.077 | 3074103.581 | 0.2662 | 559.625 | 3926260.039 | 0.2902 | 677.235 | 4371322.941 | 0.3344 | 877.18 | 5137458.359 | 0.3301 | 881.385 | 5061740.086 | 0.2748 | 383.881 | 2555015.372 | 0.2832 | 320.498 | 2094543.589 | 0.3027 | 857.5 | 5382973.5 | 0.2469 | 466 | 3341675.9 | 75.2 |  | New SCR | 0.2469 | 0.06 | 170 | Shutdown | Gas Combined Cycle Replacement | 25.6 | 831.9
WV | Kanawha River | 3936 | 2 | Kanawha | 1953-12-31 | 1950 | 219.6 | 38.2056 | -81.4211 | ARP, NBP | Dry bottom vertically-fired boiler | Coal |  | Low NOx Burner Technology (Dry Bottom only) | Electric Utility | Electric Services | 0.494 | 1148.656 | 4648866.972 | 0.2754 | 396.578 | 2803744.619 | 0.2626 | 588.636 | 4213275.786 | 0.2868 | 578.116 | 3777318.409 | 0.3291 | 873.583 | 5210828.241 | 0.3299 | 814.356 | 4697741.524 | 0.2663 | 593.276 | 4163103.174 | 0.2633 | 437.14 | 3050093.416 | 0.2968 | 466.4 | 3018941.7 | 0.2555 | 312.3 | 2185602.1 | 42.2 |  | New SCR | 0.2555 | 0.06 | 94.3 | Shutdown | Gas Combined Cycle Replacement | 14.3 | 452.1
WV | Longview Power | 56671 | 1 | Monongalia | 2011-05-06 | 6950 | 807.5 | 39.7078 | -79.9588 | ARP, CAIRNOX, CAIROS, CAIRSO2, TRNOX, TRNOXOS, TRSO2G1 | Dry bottom wall-fired boiler | Coal |  | Low NOx Burner Technology w/ Overfire Air<br>Selective Catalytic Reduction | Electric Utility | [28 empty] | 0.0681 | 508.2 | 15200000 | 0 | SCR | Existing SCR | 0.0681 | 0.0681 | 0 |  |  | 0
WV | Mitchell (WV) | 3948 | 1 | Marshall | 1971-05-31 | 7020 | 816.3 | 39.8297 | -80.8153 | ARP, NBP | Dry bottom wall-fired boiler | Coal |  | Low NOx Burner Technology (Dry Bottom only) | Electric Utility | Electric Services | 0.6569 | 5728.793 | 17000000 | 0.4476 | 3198.473 | 13400000 | 0.5059 | 3687.465 | 13800000 | 0.3981 | 2438.465 | 11900000 | 0.1077 | 1095.37 | 20500000 | 0.0557 | 540.647 | 20600000 | 0.0547 | 470.516 | 17800000 | 0.0547 | 454.165 | 18200000 | 0.0644 | 447.7 | 15600000 | 0.0617 | 351.1 | 13100000 | 60.4 | SCR | Existing SCR | 0.0547 | 0.0547 | 380.3 |  |  | 380.3
WV | Mitchell (WV) | 3948 | 2 | Marshall | 1971-05-31 | 7020 | 816.3 | 39.8297 | -80.8153 | ARP, NBP | Dry bottom wall-fired boiler | Coal |  | Low NOx Burner Technology (Dry Bottom only) | Electric Utility | Electric Services | 0.6617 | 6259.319 | 18600000 | 0.4493 | 3178.9 | 13300000 | 0.5011 | 3757.667 | 14000000 | 0.3915 | 4009.914 | 20000000 | 0.096 | 811.251 | 18100000 | 0.052 | 565.752 | 23700000 | 0.0584 | 379.367 | 14300000 | 0.0987 | 823.682 | 17700000 | 0.0523 | 549.4 | 22200000 | 0.0686 | 454.1 | 16300000 | 86.2 | SCR | Existing SCR | 0.052 | 0.052 | 546.2 |  |  | 546.2
WV | Mitchell (WV) | 3948 | AUX1 | Marshall | 1971-05-31 | 663 |  | 39.8297 | -80.8153 | NBP | Other boiler | Diesel Oil |  |  | Electric Utility | Electric Services | 2 | 36.313 | 36312.7 | 0.145 | 2.813 | 38812.2 | 0.145 | 5.56 | 76710.2 | 0.145 | 2.209 | 30478.3 | 0.145 | 4.18 | 57667.9 | 0.145 | 1.968 | 27156.8 | 0.149 | 2.003 | 26885 | 0.149 | 6.677 | 89604.9 | 0.149 | 3.8 | 50388.3 | 0.149 | 2.6 | 34350.1 | 2.1 |  | New SNCR | 0.145 | 0.087 | 2.2 |  |  | 2.2
WV | Mount Storm Power Station | 3954 | 1 | Grant | 1965-09-20 | 5921 | 570.2 | 39.2014 | -79.2667 | ARP, NBP | Tangentially-fired | Coal |  | Low NOx Burner Technology w/ Closed-coupled OFA<br>Selective Catalytic Reduction (Began Mar 02, 2003) | Electric Utility | Electric Services | 0.0962 | 821.524 | 17500000 | 0.0613 | 415.848 | 14600000 | 0.0598 | 464.017 | 17900000 | 0.0539 | 383.9 | 17000000 | 0.0742 | 401.084 | 15400000 | 0.0727 | 565.44 | 17200000 | 0.0727 | 327.426 | 9220918.8 | 0.0736 | 592.538 | 16100000 | 0.0806 | 605.3 | 15100000 | 0.0859 | 624.8 | 14500000 | 69.4 | SCR | Existing SCR | 0.0539 | 0.0539 | 404.8 |  |  | 404.8
WV | Mount Storm Power Station | 3954 | 2 | Grant | 1966-06-24 | 6199 | 570.2 | 39.2014 | -79.2667 | ARP, NBP | Tangentially-fired | Coal |  | Low NOx Burner Technology w/ Closed-coupled OFA<br>Selective Catalytic Reduction (Began Apr 12, 2003) | Electric Utility | Electric Services | 0.0897 | 901.033 | 20000000 | 0.0647 | 556.6 | 17200000 | 0.0578 | 472.482 | 17400000 | 0.0485 | 419.898 | 18400000 | 0.0545 | 414.083 | 16500000 | 0.0552 | 496.12 | 15400000 | 0.0591 | 539.306 | 18300000 | 0.0819 | 645.53 | 15800000 | 0.0811 | 508.5 | 12500000 | 0.0814 | 697.4 | 17100000 | 54.9 | SCR | Existing SCR | 0.0485 | 0.0485 | 304.1 |  |  | 304.1
WV | Mount Storm Power Station | 3954 | 3 | Grant | 1973-12-08 | 6005 | 522 | 39.2014 | -79.2667 | ARP, NBP | Tangentially-fired | Coal |  | Low NOx Burner Technology w/ Closed-coupled OFA | Electric Utility | Electric Services | 0.5928 | 4029.186 | 13300000 | 0.0779 | 531.555 | 13900000 | 0.0888 | 726.847 | 17000000 | 0.0768 | 667.993 | 17900000 | 0.0894 | 748.114 | 17300000 | 0.089 | 586.496 | 13500000 | 0.0842 | 691.301 | 16600000 | 0.0865 | 695.22 | 16100000 | 0.0859 | 692.7 | 16200000 | 0.0808 | 457 | 11700000 | 73.3 | SCR | Existing SCR | 0.0768 | 0.0768 | 619.4 |  |  | 619.4
WV | Mountaineer (1301) | 6264 | 1 | Mason | 1980-09-15 | 11960 | 1300 | 38.9794 | -81.9344 | ARP, NBP | Dry bottom wall-fired boiler | Coal |  | Low NOx Burner Technology (Dry Bottom only)<br>Selective Catalytic Reduction | Electric Utility | Electric Services | 0.0585 | 1194.793 | 40800000 | 0.0553 | 852.849 | 30800000 | 0.0433 | 873.998 | 40300000 | 0.0499 | 787.5 | 32500000 | 0.0387 | 865.224 | 45400000 | 0.0596 | 1233.514 | 41900000 | 0.0702 | 1273.369 | 36600000 | 0.0513 | 868.979 | 34500000 | 0.0566 | 1076 | 38900000 | 0.0542 | 904.3 | 34500000 | 88.6 | SCR | Existing SCR | 0.0387 | 0.0387 | 735.7 |  |  | 735.7
WV | Mountaineer (1301) | 6264 | AUX1 | Mason | 1980-09-15 | 598 |  | 38.9794 | -81.9344 | NBP | Other boiler | Diesel Oil |  |  | Electric Utility | Electric Services | 0.121 | 0.014 | 227.2 | 0.1207 | 0.061 | 1010.6 | 0.1204 | 0.025 | 418.6 | 0.121 | 3.239 | 53515 | 0.121 | 0.655 | 10823.8 | 0.1165 | 1.704 | 29302 | 0.1115 | 0.06 | 1070.5 | 0.112 | 1.822 | 32519.2 | 0.112 | 5.6 | 100818.1 | 0.112 | 0.3 | 5149 | 4.6 |  | New SNCR | 0.1115 | 0.0669 | 3.4 |  |  | 3.4
WV | Mountaineer (1301) | 6264 | AUX2 | Mason | 1980-09-15 | 598 |  | 38.9794 | -81.9344 | NBP | Other boiler | Diesel Oil |  |  | Electric Utility | Electric Services | 0.3559 | 0.24 | 1638.4 | 0.1208 | 0.037 | 615.9 | 0.1207 | 0.179 | 2960.1 | 0.121 | 3.379 | 55823.2 | 0.121 | 0.664 | 10973.3 | 0.1167 | 3.064 | 52474.5 | 0.112 | 0.074 | 1321.7 | 0.1119 | 1.031 | 18406.4 | 0.1119 | 2.4 | 42010.8 | 0.112 | 0.3 | 6077 | 1.9 |  | New SNCR | 0.1119 | 0.06714 | 1.4 |  |  | 1.4
WV | North Branch Power Station | 7537 | 1A | Grant | 1992-05-05 | 677 | 80 | 39.2623 | -79.3306 | ARP, NBP | Circulating fluidized bed boiler | Coal |  | Other | Electric Utility | Electric Services | 0.2851 | 227.799 | 1581615.791 | 0.3317 | 245.531 | 1480162.676 | 0.3095 | 265.257 | 1706734.377 | 0.3257 | 275.954 | 1678062.626 | 0.3593 | 328.629 | 1824884.453 | 0.3594 | 317.575 | 1745420.722 | 0.345 | 36.865 | 208106.166 | [9 empty] | 0 |  | New SNCR | 0.2851 | 0.17106 | 0 | Shutdown | Gas Combined Cycle Replacement/No operation 2011 | 0 | 0
WV | North Branch Power Station | 7537 | 1B | Grant | 1992-05-05 | 669 | 80 | 39.2623 | -79.3306 | ARP, NBP | Circulating fluidized bed boiler | Coal |  | Other | Electric Utility | Electric Services | 0.2879 | 232.55 | 1614978.334 | 0.333 | 249.016 | 1495548.674 | 0.3122 | 280.635 | 1785785.848 | 0.328 | 266.397 | 1617570.474 | 0.3609 | 320.731 | 1774286.522 | 0.366 | 293.264 | 1595025.309 | 0.3318 | 38.394 | 213982.521 | [9 empty] | 0 |  | New SNCR | 0.2879 | 0.17274 | 0 | Shutdown | Gas Combined Cycle Replacement/No operation 2011 | 0 | 0
WV | Phil Sporn | 3938 | 11 | Mason | 1950-01-01 | 1311 | 152.5 | 38.9669 | -81.9231 | ARP, NBP | Dry bottom vertically-fired boiler | Coal |  | Low NOx Burner Technology (Dry Bottom only) | Electric Utility | Electric Services | 0.5325 | 954.843 | 3557747.738 | 0.2935 | 396.777 | 2631377.332 | 0.3228 | 508.254 | 3073074.64 | 0.2993 | 444.735 | 2910917.03 | 0.3463 | 625.24 | 3561481.992 | 0.3111 | 504.762 | 3158284.777 | 0.2524 | 212.136 | 1571649.137 | 0.2851 | 398.483 | 2712828.229 | 0.2734 | 309.1 | 2200713.6 | 0.2317 | 137.6 | 1155029.6 | 45.7 |  | New SCR | 0.2317 | 0.06 | 67.8 | Shutdown | Gas Combined Cycle Replacement | 10.5 | 298.7
WV | Phil Sporn | 3938 | 21 | Mason | 1950-07-01 | 1311 | 152.5 | 38.9669 | -81.9231 | ARP, NBP | Dry bottom vertically-fired boiler | Coal |  | Low NOx Burner Technology (Dry Bottom only) | Electric Utility | Electric Services | 0.5303 | 860.924 | 3223360.51 | 0.2912 | 341.603 | 2275134.704 | 0.3192 | 582.884 | 3563817.55 | 0.3039 | 276.045 | 1793112.461 | 0.3417 | 515.936 | 2987026.794 | 0.3111 | 521.36 | 3261489.336 | 0.2892 | 262.567 | 1637914.663 | 0.2849 | 402.596 | 2732710.427 | 0.2703 | 67.5 | 478910.8 | 0.2281 | 197.4 | 1673480.7 | 9.9 |  | New SNCR | 0.2281 | 0.13686 | 34.2 | Shutdown | Gas Combined Cycle Replacement | 2.3 | 65.2
WV | Phil Sporn | 3938 | 31 | Mason | 1951-08-01 | 1311 | 152.5 | 38.9669 | -81.9231 | ARP, NBP | Dry bottom vertically-fired boiler | Coal |  | Low NOx Burner Technology (Dry Bottom only) | Electric Utility | Electric Services | 0.5343 | 879.736 | 3271311.332 | 0.294 | 338.734 | 2241955.654 | 0.3221 | 474.803 | 2895664.809 | 0.2846 | 485.471 | 3416728.747 | 0.343 | 750.162 | 4341924.064 | 0.3107 | 561.125 | 3519929.659 | 0.2737 | 301.357 | 1972682.267 | 0.2731 | 301.197 | 2149162.063 | 0.2686 | 381.9 | 2784422.2 | 0.2406 | 143.1 | 1140653.6 | 57.8 | SNCR | New SCR | 0.2406 | 0.1203 | 171 | Shutdown | Gas Combined Cycle Replacement | 13.2 | 368.7
WV | Phil Sporn | 3938 | 41 | Mason | 1952-02-01 | 1311 | 152.5 | 38.9669 | -81.9231 | ARP, NBP | Dry bottom vertically-fired boiler | Coal |  | Low NOx Burner Technology (Dry Bottom only) | Electric Utility | Electric Services | 0.5417 | 971.291 | 3547880.787 | 0.2949 | 366.037 | 2418709.221 | 0.3245 | 484.824 | 2927177.297 | 0.2891 | 546.258 | 3769407.811 | 0.3428 | 645.467 | 3720778.538 | 0.307 | 495.336 | 3136587.937 | 0.2637 | 97.944 | 700815.714 | 0.2841 | 442.949 | 3005959.755 | 0.2811 | 149.4 | 1031749.1 | 0.2448 | 104.8 | 816389.8 | 21.4 | SNCR | Existing SNCR | 0.2448 | 0.2448 | 130.1 | Shutdown | Gas Combined Cycle Replacement | 4.9 | 144.5
WV | Phil Sporn | 3938 | 51 | Mason | 1960-12-31 | 3961 | 495.5 | 38.9669 | -81.9231 | ARP, NBP | Dry bottom wall-fired boiler | Coal |  | Low NOx Burner Technology (Dry Bottom only) | Electric Utility | Electric Services | 0.3967 | 2031.596 | 10000000 | 0.3306 | 1016.937 | 5964489.775 | 0.3322 | 1283.591 | 7522942.05 | 0.3427 | 1224.107 | 6887837.25 | 0.3653 | 1979.627 | 10500000 | 0.365 | 1484.965 | 7900964.21 | 0.3476 | 456.708 | 2481750.455 | [9 empty] | 0 |  | New SCR | 0.3306 | 0.06 | 0 | Shutdown | Gas Combined Cycle Replacement/No operation 2011 | 0 | 0
WV | Pleasants Energy, LLC | 55349 | 1 | Pleasants | 2001-12-06 | 1989 | 172 | 39.3328 | -81.3639 | ARP, CAIRNOX, CAIROS, CAIRSO2, TRNOX, TRNOXOS, TRSO2G1 | Combustion turbine | Pipeline Natural Gas | Diesel Oil | Dry Low NOx Burners<br>Water Injection | Electric Utility |  | 0.0498 | 7.237 | 426228.45 | 0.0552 | 3.239 | 134499.575 | 0.0683 | 4.863 | 160224.45 | 0.0469 | 2.438 | 147675.1 | 0.1048 | 1.13 | 47136.748 | 0.0491 | 0.333 | 15530.606 | 0.206 | 3.049 | 29089.092 | 0.0541 | 1.656 | 83904.996 | 0.0387 | 14.3 | 855559.1 | 0.0447 | 5.4 | 309111.4 | 11.7 | Dry Low NOx Burners<br>Water Injection | Low Ozone Season Rate | 0.0387 | 0.0387 | 14.3 |  |  | 14.3
WV | Pleasants Energy, LLC | 55349 | 2 | Pleasants | 2002-01-11 | 1989 | 172 | 39.3328 | -81.3639 | ARP, CAIRNOX, CAIROS, CAIRSO2, TRNOX, TRNOXOS, TRSO2G1 | Combustion turbine | Pipeline Natural Gas | Diesel Oil | Dry Low NOx Burners<br>Water Injection | Electric Utility |  | 0.0464 | 4.422 | 283411.5 | 0.0475 | 2.329 | 153806.75 | 0.0447 | 1.85 | 110171.525 | 0.0421 | 2.331 | 143859.4 | 0.1116 | 1.542 | 65979.793 | 0.1078 | 0.501 | 14560.3 | 0.1916 | 1.674 | 17494.588 | 0.0402 | 2.328 | 141826.646 | 0.038 | 12 | 707702.7 | 0.0414 | 5.4 | 299258.3 | 9.7 | Dry Low NOx Burners<br>Water Injection | Low Ozone Season Rate | 0.038 | 0.038 | 12 |  |  | 12
WV | Pleasants Power Station | 6004 | 1 | Pleasants | 1979-01-01 | 8055 | 684 | 39.3668 | -81.2944 | ARP, NBP | Dry bottom wall-fired boiler | Coal |  | Low NOx Burner Technology (Dry Bottom only)<br>Selective Catalytic Reduction (Began May 01, 2003) | Electric Utility | Electric Services | 0.0958 | 752.772 | 16500000 | 0.0504 | 300.336 | 14900000 | 0.0394 | 352.894 | 19000000 | 0.0456 | 393.259 | 18700000 | 0.0677 | 535.967 | 17300000 | 0.103 | 920.253 | 18400000 | 0.1002 | 341.302 | 7600414.924 | 0.1145 | 935.506 | 17400000 | 0.1386 | 1230.8 | 17600000 | 0.1441 | 1338.1 | 18500000 | 59.5 | SCR | Existing SCR | 0.0394 | 0.0394 | 349.9 |  |  | 349.9
WV | Pleasants Power Station | 6004 | 2 | Pleasants | 1980-01-01 | 8000 | 684 | 39.3668 | -81.2944 | ARP, NBP | Dry bottom wall-fired boiler | Coal |  | Low NOx Burner Technology (Dry Bottom only)<br>Selective Catalytic Reduction (Began May 01, 2003) | Electric Utility | Electric Services | 0.0879 | 705.288 | 17200000 | 0.0473 | 267.483 | 13500000 | 0.039 | 288.038 | 16200000 | 0.0488 | 406.044 | 17300000 | 0.0505 | 367.09 | 15500000 | 0.0722 | 552.372 | 16500000 | 0.0862 | 415.317 | 10400000 | 0.2299 | 1944.063 | 16900000 | 0.1279 | 1101.2 | 17300000 | 0.1269 | 983.9 | 16000000 | 58.8 | SCR | Existing SCR | 0.039 | 0.039 | 335.8 |  |  | 335.8
WV | Rivesville Power Station | 3945 | 7 | Marion | 1944-01-01 | 729 | 35 | 39.5314 | -80.113 | ARP, NBP | Dry bottom vertically-fired boiler | Coal |  |  | Electric Utility | Electric Services | 0.8405 | 78.441 | 180807.027 | 0.726 | 7.583 | 17340.409 | 0.5342 | 1.525 | 4807.12 | 0.7768 | 14.564 | 33125.498 | 0.9026 | 25.476 | 48541.037 | 0.817 | 12.547 | 23570.076 | 0.3781 | 0.702 | 1629.98 | [9 empty] | 0 |  | New SNCR | 0.3781 | 0.22686 | 0 |  |  | 0
WV | Rivesville Power Station | 3945 | 8 | Marion | 1951-01-01 | 1411 | 74.7 | 39.5314 | -80.113 | ARP, NBP | Dry bottom vertically-fired boiler | Coal |  |  | Electric Utility | Electric Services | 0.6223 | 717.451 | 2254073.952 | 0.5428 | 37.02 | 128085.11 | 0.5738 | 267.359 | 901187.305 | 0.6342 | 179.865 | 543190.799 | 0.5678 | 352.059 | 1203665.858 | 0.6433 | 51.048 | 146350.923 | 0.5811 | 35.668 | 123919.192 | 0.5485 | 38.144 | 130654.78 | 0.6327 | 21.6 | 57578.7 | 0.611 | 25.4 | 81909.9 | 1.1 |  | New SNCR | 0.5428 | 0.32568 | 11.1 | Shutdown | Gas Combined Cycle Replacement | 0.3 | 21.3
WV | Willow Island Power Station | 3946 | 1 | Pleasants | 1949-01-01 | 846 | 50 | 39.3672 | -81.3006 | ARP, NBP | Dry bottom vertically-fired boiler | Coal |  | Low NOx Burner Technology (Dry Bottom only)<br>Overfire Air | Electric Utility | Electric Services | 0.5663 | 456.503 | 1563375.107 | 0.3927 | 48.055 | 220899.512 | 0.4377 | 217.594 | 930995.757 | 0.4111 | 95.466 | 440829.15 | 0.369 | 172.835 | 909116.788 | 0.3848 | 115.947 | 578078.749 | 0.3093 | 7.471 | 38922.635 | 0.4342 | 92.84 | 399896.098 | 0.3574 | 99.1 | 503055.1 | 0.4258 | 40.1 | 162603.2 | 16.2 |  | New SNCR | 0.3093 | 0.18558 | 51.5 | Shutdown | Gas Combined Cycle Replacement | 2.4 | 96.7
WV | Willow Island Power Station | 3946 | 2 | Pleasants | 1960-10-01 | 2215 | 163.2 | 39.3672 | -81.3006 | ARP, NBP | Cyclone boiler | Coal |  | Overfire Air | Electric Utility | Electric Services | 0.8899 | 1897.015 | 4137464.526 | 0.8042 | 290.029 | 561156.806 | 0.6883 | 998.314 | 2749162.574 | 0.5301 | 612.181 | 2224363.406 | 0.6304 | 879.292 | 2685444.383 | 0.605 | 520.141 | 1637269.074 | 0.4636 | 91.842 | 315242.228 | 0.6298 | 236.041 | 634598.343 | 0.6393 | 297.7 | 821373.9 |  |  |  | 10.1 |  | New SCR | 0.4636 | 0.06 | 27.9 | Shutdown | Gas Combined Cycle Replacement | 3.9 | 293.8
WY | Dave Johnston | 4158 | BW41 | Converse | 1958-11-08 | 1674 | 113.6 | 42.8378 | -105.7769 | ARP | Dry bottom wall-fired boiler | Coal |  |  | Electric Utility | Electric Services | 0.4515 | 837.589 | 3702826.05 | 0.4321 | 806.513 | 3704178.833 | 0.448 | 841.717 | 3732501.258 | 0.4701 | 1018.831 | 4316383.546 | 0.4469 | 926.287 | 4129036.263 | 0.4583 | 869.267 | 3788200.098 | 0.397 | 796.724 | 3998351.01 | 0.383 | 635.263 | 3282812.688 | 0.3828 | 649.8 | 3367350.9 | 0.4127 | 671.6 | 3234005.8 | 54.8 |  | New SCR | 0.3828 | 0.06 | 101.9 |  |  | 101.9
WY | Dave Johnston | 4158 | BW42 | Converse | 1960-10-01 | 1672 | 113.6 | 42.8378 | -105.7769 | ARP | Dry bottom wall-fired boiler | Coal |  |  | Electric Utility | Electric Services | 0.4394 | 931.179 | 4230397.925 | 0.4528 | 935.041 | 4124381.3 | 0.4515 | 973.037 | 4302194.627 | 0.4613 | 1008.557 | 4371889.1 | 0.4416 | 1023.141 | 4604832.441 | 0.4549 | 773.813 | 3306722.458 | 0.4579 | 888.947 | 3878014.473 | 0.4515 | 835.019 | 3678247.603 | 0.4287 | 775.3 | 3568749.8 | 0.4158 | 767.7 | 3629521.1 | 58.1 |  | New SCR | 0.4158 | 0.06 | 108.5 |  |  | 108.5
WY | Dave Johnston | 4158 | BW43 | Converse | 1964-09-12 | 3349 | 229.5 | 42.8378 | -105.7769 | ARP | Cell burner boiler | Coal |  |  | Electric Utility | Electric Services | 0.515 | 2112.961 | 8142748.822 | 0.4958 | 2145.819 | 8601711.961 | 0.4734 | 1528.611 | 6219564.32 | 0.5159 | 2141.587 | 8243681.576 | 0.4866 | 2147.913 | 8729436.577 | 0.5171 | 2193.472 | 8401484.343 | 0.4864 | 1925.995 | 7907342.548 | 0.2161 | 463.171 | 3975718.537 | 0.2307 | 891.2 | 7689796.4 | 0.2061 | 725.6 | 7011214.3 | 62.5 |  | New SCR | 0.2061 | 0.06 | 231.8 |  |  | 231.8
WY | Dave Johnston | 4158 | BW44 | Converse | 1972-01-01 | 4700 | 360 | 42.8378 | -105.7769 | ARP | Tangentially-fired | Coal |  |  | Electric Utility | Electric Services | 0.4043 | 2265.617 | 10900000 | 0.3448 | 2125.362 | 12200000 | 0.3407 | 2363.641 | 13800000 | 0.3643 | 2489.139 | 13600000 | 0.2102 | 1468.202 | 13900000 | 0.2554 | 1531.649 | 11900000 | 0.1537 | 683.321 | 8852455.353 | 0.1436 | 941.96 | 13000000 | 0.1429 | 800.3 | 11000000 | 0.1628 | 927.6 | 10000000 | 63.9 |  | New SCR | 0.1429 | 0.06 | 336 |  |  | 336
WY | Dry Fork Station | 56609 | 1 | Campbell | 2011-05-10 | 6066 | 390 | 40.2028 | -105.3028 | ARP | Dry bottom wall-fired boiler (Started May 10, 2011) | Coal |  | Selective Catalytic Reduction | Electric Utility | [25 empty] | 0.0374 | 73 | 4098787.5 | 0.0375 | 256 | 14000000 | 18.4 | SCR | Existing SCR | 0.0374 | 0.0374 | 73 |  |  | 73
WY | Jim Bridger | 8066 | BW71 | Sweetwater | 1974-11-30 | 7875 | 577.9 | 41.7378 | -108.7875 | ARP | Tangentially-fired | Coal |  | Low NOx Burner Technology w/ Closed-coupled OFA | Electric Utility | Electric Services | 0.389 | 3552.212 | 18000000 | 0.4449 | 4158.061 | 18500000 | 0.4245 | 3828.543 | 17700000 | 0.4032 | 3238.347 | 15400000 | 0.4011 | 3650.953 | 17900000 | 0.3768 | 3261.268 | 16900000 | 0.3771 | 3314.725 | 17000000 | 0.1836 | 932.956 | 9615850.192 | 0.1909 | 1406 | 14500000 | 0.1752 | 1303 | 14600000 | 50 |  | New SCR | 0.1752 | 0.06 | 441.9 |  |  | 441.9
WY | Jim Bridger | 8066 | BW72 | Sweetwater | 1975-12-01 | 7875 | 577.9 | 41.7378 | -108.7875 | ARP | Tangentially-fired | Coal |  | Low NOx Burner Technology w/ Closed-coupled OFA | Electric Utility | Electric Services | 0.3787 | 3236.765 | 16900000 | 0.4374 | 3980.063 | 17500000 | 0.2288 | 1668.747 | 14200000 | 0.2162 | 1861.854 | 17100000 | 0.2299 | 2037.71 | 17500000 | 0.214 | 1834.575 | 17300000 | 0.2101 | 1294.698 | 12000000 | 0.1982 | 1868.871 | 18600000 | 0.1804 | 1376.6 | 14900000 | 0.1843 | 1484.9 | 15600000 | 51.5 |  | New SCR | 0.1804 | 0.06 | 457.9 |  |  | 457.9
WY | Jim Bridger | 8066 | BW73 | Sweetwater | 1976-09-01 | 7458 | 577.9 | 41.7378 | -108.7875 | ARP | Tangentially-fired | Coal |  | Low NOx Burner Technology w/ Closed-coupled OFA | Electric Utility | Electric Services | 0.3548 | 1913.17 | 10000000 | 0.4484 | 4076.521 | 17700000 | 0.4297 | 3860.183 | 17600000 | 0.4087 | 3370.295 | 16200000 | 0.2037 | 1356.631 | 13100000 | 0.2025 | 1726.004 | 17000000 | 0.2064 | 1753.8 | 16800000 | 0.2068 | 1735.002 | 16400000 | 0.192 | 832.4 | 8251346.1 | 0.1946 | 1595.3 | 16000000 | 30.1 |  | New SCR | 0.192 | 0.06 | 260.1 |  |  | 260.1
WY | Jim Bridger | 8066 | BW74 | Sweetwater | 1979-11-29 | 7536 | 584 | 41.7378 | -108.7875 | ARP | Tangentially-fired | Coal |  | Low NOx Burner Technology w/ Closed-coupled OFA | Electric Utility | Electric Services | 0.3866 | 3289.765 | 16700000 | 0.406 | 3002.265 | 14100000 | 0.46 | 4267.391 | 18400000 | 0.3915 | 3104.813 | 15600000 | 0.3589 | 3051.832 | 16700000 | 0.2056 | 1399.812 | 13400000 | 0.1974 | 1759.781 | 17500000 | 0.2156 | 1794.918 | 16400000 | 0.1941 | 1523 | 15200000 | 0.1968 | 1198.4 | 11800000 | 54.9 |  | New SCR | 0.1941 | 0.06 | 470.8 |  |  | 470.8
WY | Laramie River | 6204 | 1 | Platte | 1980-06-15 | 7000 | 570 | 42.1103 | -104.8828 | ARP | Dry bottom wall-fired boiler | Coal |  | Low NOx Burner Technology (Dry Bottom only) | Electric Utility | Electric Services | 0.2403 | 2135.97 | 17500000 | 0.2569 | 2886.605 | 22300000 | 0.2631 | 2851.581 | 21400000 | 0.2423 | 2024.249 | 16100000 | 0.2695 | 3106.511 | 22800000 | 0.2471 | 2609.49 | 20800000 | 0.1978 | 1477.26 | 14600000 | 0.173 | 1718.59 | 18900000 | 0.1791 | 1772.4 | 19400000 | 0.1546 | 653.3 | 7227701.5 | 75.4 |  | New SCR | 0.1546 | 0.06 | 593.8 |  |  | 593.8
WY | Laramie River | 6204 | 2 | Platte | 1981-06-15 | 7000 | 570 | 42.1103 | -104.8828 | ARP | Dry bottom wall-fired boiler | Coal |  | Low NOx Burner Technology (Dry Bottom only) | Electric Utility | Electric Services | 0.2618 | 2643.034 | 19900000 | 0.2365 | 1927.975 | 16100000 | 0.2601 | 2785.868 | 21300000 | 0.264 | 2959.679 | 22300000 | 0.252 | 2379.86 | 18500000 | 0.2695 | 2831.467 | 20800000 | 0.2377 | 2054.457 | 17000000 | 0.1812 | 1350.003 | 14600000 | 0.1838 | 1990.9 | 21500000 | 0.1872 | 1954.7 | 20800000 | 83.7 |  | New SCR | 0.1812 | 0.06 | 649.9 |  |  | 649.9
WY | Laramie River | 6204 | 3 | Platte | 1982-12-18 | 7600 | 570 | 42.1103 | -104.8828 | ARP | Dry bottom wall-fired boiler | Coal |  | Low NOx Burner Technology (Dry Bottom only) | Electric Utility | Electric Services | 0.2853 | 3181.966 | 22200000 | 0.2858 | 3280.336 | 22800000 | 0.2495 | 2085.063 | 16300000 | 0.2625 | 2822.853 | 21200000 | 0.2683 | 3134.604 | 23200000 | 0.2791 | 2740.399 | 19200000 | 0.2586 | 1760.314 | 13000000 | 0.2732 | 2783.126 | 19900000 | 0.1811 | 1481.4 | 15900000 | 0.1909 | 1898.6 | 19500000 | 57 |  | New SCR | 0.1811 | 0.06 | 490.8 |  |  | 490.8
WY | Naughton | 4162 | 1 | Lincoln | 1963-05-15 | 2958 | 163.2 | 41.7572 | -110.5986 | ARP | Tangentially-fired | Coal | Pipeline Natural Gas |  | Electric Utility | Electric Services | 0.5113 | 1563.995 | 6064473.476 | 0.6082 | 1656.752 | 5369922.236 | 0.5788 | 1737.153 | 5948736.828 | 0.5286 | 1362.016 | 5127754.677 | 0.5328 | 1568.335 | 5845712.878 | 0.5385 | 1407.95 | 5180210.764 | 0.572 | 1539.358 | 5361101.723 | 0.562 | 1481.343 | 5231321.672 | 0.5919 | 1674.9 | 5625525.1 | 0.249 | 489.1 | 4077967.4 | 51.8 |  | New SCR | 0.249 | 0.06 | 169.8 |  |  | 169.8
WY | Naughton | 4162 | 2 | Lincoln | 1968-10-15 | 2852 | 217.6 | 41.7572 | -110.5986 | ARP | Tangentially-fired | Coal | Pipeline Natural Gas |  | Electric Utility | Electric Services | 0.5259 | 1891.481 | 7026135.936 | 0.5616 | 2006.311 | 7035682.542 | 0.5941 | 2149.34 | 7173720.113 | 0.5224 | 1494.487 | 5540403.601 | 0.5206 | 1869.423 | 7071732.163 | 0.514 | 1758.868 | 6726990.12 | 0.5145 | 1746.801 | 6560432.245 | 0.5346 | 1807.837 | 6643765.448 | 0.5418 | 1823.1 | 6663934 | 0.2204 | 799.8 | 7242197.7 | 63.6 |  | New SCR | 0.2204 | 0.06 | 201.9 |  |  | 201.9
WY | Naughton | 4162 | 3 | Lincoln | 1971-10-01 | 4932 | 326.4 | 41.7572 | -110.5986 | ARP | Tangentially-fired | Coal |  | Low NOx Burner Technology w/ Separated OFA | Electric Utility | Electric Services | 0.3669 | 1687.837 | 9070201.244 | 0.4104 | 2299.775 | 11100000 | 0.4175 | 2398.609 | 11300000 | 0.4489 | 2785.991 | 12200000 | 0.3671 | 2415.23 | 13100000 | 0.4198 | 2489.939 | 11700000 | 0.4061 | 2230.287 | 10600000 | 0.4566 | 2678.455 | 11600000 | 0.4355 | 2332.6 | 10500000 | 0.3099 | 1769.2 | 11300000 | 58.1 |  | New SCR | 0.3099 | 0.06 | 321.4 |  |  | 321.4
WY | Neil Simpson II | 7504 | 1 | Campbell | 1995-06-15 | 1300 | 80 | 44.2853 | -105.3841 | ARP | Dry bottom wall-fired boiler | Coal |  | Low NOx Burner Technology w/ Overfire Air | Electric Utility | Electric Services | 0.1731 | 312.038 | 3601525.473 | 0.1671 | 322.216 | 3844145.176 | 0.153 | 224.895 | 2878788.434 | 0.1845 | 358.348 | 3884676.922 | 0.1463 | 275.708 | 3757582.984 | 0.2972 | 586.076 | 3848434.767 | 0.1746 | 294.936 | 3330986.876 | 0.1383 | 240.744 | 3451034.387 | 0.145 | 243.4 | 3345792.6 | 0.1362 | 181.2 | 2607182.5 | 70.1 |  | New SCR | 0.1362 | 0.06 | 100.7 |  |  | 100.7
WY | Neil Simpson II | 7504 | CT1 | Campbell | 2000-06-15 | 380 | 40 | 44.2853 | -105.3841 | ARP | Combustion turbine | Pipeline Natural Gas |  | Dry Low NOx Burners | Electric Utility |  | 0.051 | 6.307 | 263541.316 | 0.061 | 1.583 | 53681.57 | 0.0727 | 3.415 | 98516.786 | 0.068 | 5.645 | 170771.83 | 0.062 | 8.776 | 298257.081 | 0.0743 | 3.643 | 96865.414 | 0.0472 | 4.479 | 204417.542 | 0.0513 | 2.09 | 91512.602 | 0.0499 | 1.8 | 77907 | 0.0559 | 3.6 | 140046.5 | 5.6 | Dry Low NOx Burners | Low Ozone Season Rate | 0.0472 | 0.0472 | 1.7 |  |  | 1.7
WY | Neil Simpson II (CT2) | 55477 | CT2 | Campbell | 2001-05-30 | 373 | 40 | 44.2853 | -105.3841 | ARP | Combustion turbine | Pipeline Natural Gas |  | Dry Low NOx Burners | Electric Utility |  | 0.0654 | 10.079 | 325179.359 | 0.0656 | 2.311 | 70464.971 | 0.0803 | 6.88 | 172800.41 | 0.0844 | 8.245 | 191234.801 | 0.0738 | 6.943 | 186023.451 | 0.0794 | 1.742 | 44052.12 | 0.0682 | 0.691 | 21063.379 | 0.0626 | 0.205 | 6548.416 | 0.0816 | 2.7 | 66257.8 | 0.0535 | 2.9 | 107993.3 | 4.8 | Dry Low NOx Burners | Low Ozone Season Rate | 0.0535 | 0.0535 | 1.7 |  |  | 1.7
WY | Wygen I | 55479 | 1 | Campbell | 2003-01-23 | 1300 | 88 | 44.2862 | -105.3843 | ARP | Dry bottom wall-fired boiler (Started Jan 23, 2003) | Coal |  | Low NOx Burner Technology w/ Overfire Air<br>Selective Catalytic Reduction | Electric Utility | Electric Services | 0.1171 | 239.75 | 4107095.45 | 0.1263 | 244.72 | 3879713.101 | 0.1089 | 218.501 | 4010051.711 | 0.1192 | 255.847 | 4306989.274 | 0.1322 | 256.944 | 3886453.97 | 0.1304 | 250.358 | 3849993.462 | 0.1347 | 252.446 | 3743429.054 | 0.1351 | 217.706 | 3239563.604 | 0.134 | 248.8 | 3706087.2 | 0.1322 | 218.1 | 3286728.6 | 77.6 | SCR | Existing SCR | 0.1089 | 0.1089 | 202.2 |  |  | 202.2
WY | Wygen II | 56319 | 1 | Campbell | 2007-10-19 | 1300 | 95 | 44.2911 | -105.3815 | ARP | Dry bottom wall-fired boiler | Coal |  | Low NOx Burner Technology w/ Overfire Air<br>Selective Catalytic Reduction | Electric Utility | Electric Services | [15 empty] | 0.0652 | 128.696 | 3997272.821 | 0.0648 | 124.246 | 3984068.235 | 0.0618 | 118.979 | 3852081.648 | 0.0639 | 117.3 | 3671848.3 | 0.0627 | 100.9 | 3230690.5 | 76.9 | SCR | Existing SCR | 0.0618 | 0.0618 | 113.5 |  |  | 113.5
WY | Wygen III | 56596 | 1 | Campbell | 2010-02-08 | 1300 | 116.2 | 44.2892 | -105.3795 | ARP | Dry bottom wall-fired boiler (Started Jan 11, 2010) | Coal |  | Low NOx Burner Technology (Dry Bottom only) (Began Feb 08, 2010)<br>Selective Catalytic Reduction (Began Feb 08, 2010) | Electric Utility | [22 empty] | 0.0432 | 81.732 | 3804999.718 | 0.0471 | 82.8 | 3795768.7 | 0.0414 | 83.6 | 4120041 | 79.5 | SCR | Existing SCR | 0.0414 | 0.0414 | 72.8 |  |  | 72.8
WY | Wyodak | 6101 | BW91 | Campbell | 1978-09-01 | 5302 | 362 | 44.2886 | -105.3847 | ARP | Dry bottom wall-fired boiler | Coal |  |  | Electric Utility | Electric Services | 0.2831 | 2008.536 | 14100000 | 0.3111 | 2202.649 | 14000000 | 0.3 | 2114.148 | 14000000 | 0.2322 | 1116.791 | 9122564.816 | 0.2821 | 2079.135 | 14700000 | 0.298 | 2125.761 | 14200000 | 0.2925 | 1937.32 | 13100000 | 0.2842 | 1858.446 | 13000000 | 0.1842 | 1148 | 12100000 | 0.1886 | 1297.9 | 13600000 | 62.2 |  | New SCR | 0.1842 | 0.06 | 374 |  |  | 374